## TENDER_ITEM_UPLOAD
To enable entering data into the sheet, please click on 'Enable Editing'.
Please insert items from 12th row.
Every row will be considered as a distinct item.
The row, in which the two fields- 'Item Code' and 'Description' are blank, will not be considered.
If 'CREDIT ITEM' is not entered, default value '0' will be taken.
If 'Calc Field' is not entered, default value 'N' will be taken.
MAX ITEM LIMIT IN EACH EXCEL FILE IS 1000
SERIAL No. | Department | SOR | Year | Item Code | Description | UOM | Rate | Quantity | Amount | Ref Serial No | CREDIT ITEM (0/1) | Calc Field(Y/N) | Offset/Reserve Price | EMD Amount
1 | MMSSKM | NS | 2023 | ENGG - 1734 | A.B. CONTACTOR 3TF 30, COIL VOLTAGE 230V MAKE - SIEMENS | NO |  | 1 | 0
2 | MMSSKM | NS | 2023 | ENGG - 1735 | A.B. CONTACTOR 3TF 31, COIL VOLTAGE 230V MAKE - SIEMENS | NO |  | 4 | 0
3 | MMSSKM | NS | 2023 | ENGG - 1736 | A.B. CONTACTOR 3TF 34, COIL VOLTAGE 230V MAKE - SIEMENS | NO |  | 7 | 0
4 | MMSSKM | NS | 2023 | ENGG - 1737 | A.B. CONTACTOR 3TF 32, COIL VOLTAGE 230V MAKE - SIEMENS | NO |  | 12 | 0
5 | MMSSKM | NS | 2023 | ENGG - 1738 | A.B. CONTACTOR 3TF 53, COIL VOLTAGE 230V MAKE - SIEMENS | NO |  | 1 | 0
6 | MMSSKM | NS | 2023 | ENGG - 1739 | A.B. CONTACTOR 3TF 54, COIL VOLTAGE 230V MAKE - SIEMENS | NO |  | 1 | 0
7 | MMSSKM | NS | 2023 | ENGG - 1740 | A.B. CONTACTOR 3TF 55, COIL VOLTAGE 230V MAKE - SIEMENS | NO |  | 1 | 0
8 | MMSSKM | NS | 2023 | ENGG - 1741 | A.B. CONTACTOR 3TF 47, COIL VOLTAGE 230V MAKE - SIEMENS | NO |  | 9 | 0
9 | MMSSKM | NS | 2023 | ENGG - 1742 | A.B. CONTACTOR 3TF 46, COIL VOLTAGE 230V MAKE - SIEMENS | NO |  | 11 | 0
10 | MMSSKM | NS | 2023 | ENGG - 1743 | A.B. CONTACTOR 3TF 33, COIL VOLTAGE 230V MAKE - SIEMENS | NO |  | 11 | 0
11 | MMSSKM | NS | 2023 | ENGG - 1744 | A.B. CONTACTOR 3TF 35, COIL VOLTAGE 230V MAKE - SIEMENS | NO |  | 3 | 0
12 | MMSSKM | NS | 2023 | ENGG - 1745 | A.B. CONTACTOR 3TF 49, COIL VOLTAGE 230V MAKE - SIEMENS | NO |  | 10 | 0
13 | MMSSKM | NS | 2023 | ENGG - 1746 | A.B. CONTACTOR 3TF 50, COIL VOLTAGE 230V MAKE - SIEMENS | NO |  | 1 | 0
14 | MMSSKM | NS | 2023 | ENGG - 1747 | A.B. CONTACTOR 3TF 51, COIL VOLTAGE 230V MAKE - SIEMENS | NO |  | 1 | 0
15 | MMSSKM | NS | 2023 | ENGG - 1748 | A.B. CONTACTOR 3TF 52, COIL VOLTAGE 230V MAKE - SIEMENS | NO |  | 1 | 0
16 | MMSSKM | NS | 2023 | ENGG - 1749 | A.B. CONTACTOR 3TF 56, COIL VOLTAGE 230V MAKE - SIEMENS | NO |  | 1 | 0
17 | MMSSKM | NS | 2023 | ENGG - 1750 | A.B. CONTACTOR MNX 32, COIL VOLTAGE- 230V MAKE - L&T/SCHNEIDER | NO |  | 1 | 0
18 | MMSSKM | NS | 2023 | ENGG - 1751 | A.B. CONTACTOR MNX 40, COIL VOLTAGE- 230V MAKE - L&T/SCHNEIDER | NO |  | 1 | 0
19 | MMSSKM | NS | 2023 | ENGG - 1752 | A.B. CONTACTOR MNX 45, COIL VOLTAGE- 230V MAKE - L&T/SCHNEIDER | NO |  | 1 | 0
20 | MMSSKM | NS | 2023 | ENGG - 1753 | A.B. CONTACTOR MNX 45, COIL VOLTAGE- 110V MAKE - L&T/SCHNEIDER | NO |  | 10 | 0
21 | MMSSKM | NS | 2023 | ENGG - 1754 | A.B. CONTACTOR MNX 50, COIL VOLTAGE- 110V MAKE - L&T/SCHNEIDER | NO |  | 4 | 0
22 | MMSSKM | NS | 2023 | ENGG - 1755 | A.B. CONTACTOR MNX 80, COIL VOLTAGE- 110V MAKE - L&T/SCHNEIDER | NO |  | 6 | 0
23 | MMSSKM | NS | 2023 | ENGG - 1756 | A.B. CONTACTOR MNX 95, COIL VOLTAGE- 110V MAKE - L&T/SCHNEIDER | NO |  | 1 | 0
24 | MMSSKM | NS | 2023 | ENGG - 1757 | A.B. CONTACTOR MCX 11, COIL VOLTAGE- 230V MAKE - L&T/SCHNEIDER | NO |  | 1 | 0
25 | MMSSKM | NS | 2023 | ENGG - 1758 | A.B. CONTACTOR- LC1D09 2AMP, MAKE - L&T/SCHNEIDER | NO |  | 1 | 0
26 | MMSSKM | NS | 2023 | ENGG - 1759 | A.B. CONTACTOR- LC1D12 25AMP, MAKE - L&T/SCHNEIDER | NO |  | 4 | 0
27 | MMSSKM | NS | 2023 | ENGG - 1760 | A.B. CONTACTOR- LC1D25 40AMP, MAKE - L&T/SCHNEIDER | NO |  | 3 | 0
28 | MMSSKM | NS | 2023 | ENGG - 1761 | A.B. CONTACTOR- LC1D18 40AMP, MAKE - L&T/SCHNEIDER | NO |  | 1 | 0
29 | MMSSKM | NS | 2023 | ENGG - 1762 | SPARE KIT 3TF 35 MAKE - SIEMENS | SET |  | 1 | 0
30 | MMSSKM | NS | 2023 | ENGG - 1763 | SPARE KIT 3TF 47 MAKE - SIEMENS | SET |  | 11 | 0
31 | MMSSKM | NS | 2023 | ENGG - 1764 | SPARE KIT 3TF 49 MAKE - SIEMENS | SET |  | 5 | 0
32 | MMSSKM | NS | 2023 | ENGG - 1765 | SPARE KIT 3TF 50 MAKE - SIEMENS | SET |  | 1 | 0
33 | MMSSKM | NS | 2023 | ENGG - 1766 | SPARE KIT 3TF 51 MAKE - SIEMENS | SET |  | 1 | 0
34 | MMSSKM | NS | 2023 | ENGG - 1767 | SPARE KIT 3TF 55 MAKE - SIEMENS | SET |  | 1 | 0
35 | MMSSKM | NS | 2023 | ENGG - 1768 | SPARE KIT 3TF 56 MAKE - SIEMENS | SET |  | 1 | 0
36 | MMSSKM | NS | 2023 | ENGG - 1769 | SPARE KIT 3TF 46 MAKE - SIEMENS | SET |  | 1 | 0
37 | MMSSKM | NS | 2023 | ENGG - 1770 | SPARE KIT MNX 32 MAKE - L&T/SCHNEIDER | SET |  | 1 | 0
38 | MMSSKM | NS | 2023 | ENGG - 1771 | SPARE KIT MNX 40 MAKE - L&T/SCHNEIDER | SET |  | 1 | 0
39 | MMSSKM | NS | 2023 | ENGG - 1772 | SPARE KIT MNX 45 MAKE - L&T/SCHNEIDER | SET |  | 2 | 0
40 | MMSSKM | NS | 2023 | ENGG - 1773 | SPARE KIT MNX 50 MAKE - L&T/SCHNEIDER | SET |  | 18 | 0
41 | MMSSKM | NS | 2023 | ENGG - 1774 | SPARE KIT MNX 80 MAKE - L&T/SCHNEIDER | SET |  | 17 | 0
42 | MMSSKM | NS | 2023 | ENGG - 1775 | SPARE KIT MNX 95 MAKE - L&T/SCHNEIDER | SET |  | 10 | 0
43 | MMSSKM | NS | 2023 | ENGG - 1776 | SPARE KIT MNX 110 MAKE - L&T/SCHNEIDER | SET |  | 1 | 0
44 | MMSSKM | NS | 2023 | ENGG - 1777 | SPARE KIT MNX 140 MAKE - L&T/SCHNEIDER | SET |  | 9 | 0
45 | MMSSKM | NS | 2023 | ENGG - 1778 | THERMAL OVER LOAD RELAY CONTACTOR MOUNTING. O.C. RELAY 3.2-5A, CAT NO.- 3UA5000-1F MAKE - SIEMENS | NO |  | 1 | 0
46 | MMSSKM | NS | 2023 | ENGG - 1779 | THERMAL OVER LOAD RELAY CONTACTOR MOUNTING, O.L. RELAY 5-8A, CAT NO- 3UA5000-1H MAKE - SIEMENS | NO |  | 4 | 0
47 | MMSSKM | NS | 2023 | ENGG - 1780 | THERMAL OVER LOAD RELAY CONTACTOR MOUNTING, O.L. RELAY 2-4.2A, CAT NO. 3UA5000-1D MAKE - SIEMENS | NO |  | 2 | 0
48 | MMSSKM | NS | 2023 | ENGG - 1781 | THERMAL OVER LOAD RELAY CONTACTOR MOUNTING. O.L. RELAY 0.8-1.25A, CAT NO. 3UA 5000-0K MAKE - SIEMENS | NO |  | 1 | 0
49 | MMSSKM | NS | 2023 | ENGG - 1782 | THERMAL OVER LOAD RELAY CONTACTOR MOUNTING. O.L. RELAY 1-1.6A, CAT NO.- 3UA 5000-1A MAKE - SIEMENS | NO |  | 1 | 0
50 | MMSSKM | NS | 2023 | ENGG - 1783 | THERMAL OVER LOAD RELAY CONTACTOR MOUNTING. O.L. RELAY 0.625-1A, CAT NO.- 3UA5000-0J MAKE - SIEMENS | NO |  | 4 | 0
51 | MMSSKM | NS | 2023 | ENGG - 1784 | THERMAL OVER LOAD RELAY CONTACTOR MOUNTING. O.L. RELAY 10-16A, CAT NO. 3UA5200-2A MAKE - SIEMENS | NO |  | 1 | 0
52 | MMSSKM | NS | 2023 | ENGG - 1785 | THERMAL OVER LOAD RELAY CONTACTOR MOUNTING. O.L. RELAY 12.5-20A, CAT NO. 3UA5200-2B MAKE - SIEMENS | NO |  | 12 | 0
53 | MMSSKM | NS | 2023 | ENGG - 1786 | THERMAL OVER LOAD RELAY CONTACTOR MOUNTING. O.L. RELAY 16-25A CAT NO.- 3UA5500-2C MAKE - SIEMENS | NO |  | 21 | 0
54 | MMSSKM | NS | 2023 | ENGG - 1787 | THERMAL OVER LOAD RELAY CONTACTOR MOUNTING. O.L. RELAY 32-50A, CAT NO.- 3UA 5800-2FZ1 MAKE - SIEMENS | NO |  | 1 | 0
55 | MMSSKM | NS | 2023 | ENGG - 1788 | THERMAL OVER LOAD RELAY CONTACTOR MOUNTING. O.L. RELAY-8-12.5Q, DQ5 NO.- 3UA5200-1K MAKE - SIEMENS | NO |  | 3 | 0
56 | MMSSKM | NS | 2023 | ENGG - 1789 | THERMAL OVER LOAD RELAY CONTACTOR MOUNTING. O.L. RELAY 20-32A, CAT NO.- 3UA5500-2Q MAKE - SIEMENS | NO |  | 20 | 0
57 | MMSSKM | NS | 2023 | ENGG - 1790 | THERMAL OVER LOAD RELAY CONTACTOR MOUNTING. O.L. RELAY 25-36A, CAT NO.- 3UA5500-2Q MAKE - SIEMENS | NO |  | 17 | 0
58 | MMSSKM | NS | 2023 | ENGG - 1791 | THERMAL OVER LOAD RELAY CONTACTOR MOUNTING. O.L. RELAY 25-40A, CAT NO.- 3UA 5800-2FZ1 MAKE - SIEMENS | NO |  | 9 | 0
59 | MMSSKM | NS | 2023 | ENGG - 1792 | THERMAL OVER LOAD RELAY CONTACTOR MOUNTING. O.L. RELAY 40-57-70A, CAT NO.- 3UA5800-2TZ1 MAKE - SIEMENS | NO |  | 2 | 0
60 | MMSSKM | NS | 2023 | ENGG - 1793 | THERMAL OVER LOAD RELAY CONTACTOR MOUNTING. O.L. RELAY 57-70A, CAT NO.- 3UA 5800-2VZ1 MAKE - SIEMENS | NO |  | 1 | 0
61 | MMSSKM | NS | 2023 | ENGG - 1794 | OVER LOAD RELAY CONTACTOR MOUNTING RANGE- 0.9-1.5A MAKE - ABB | NO |  | 1 | 0
62 | MMSSKM | NS | 2023 | ENGG - 1795 | OVER LOAD RELAY CONTACTOR MOUNTING. O.L. RELAY MN5-45-75A, CAT NO.- SS9413700J0 MAKE - L&T/SCHNEIDER | NO |  | 1 | 0
63 | MMSSKM | NS | 2023 | ENGG - 1796 | OVER LOAD RELAY CONTACTOR MOUNTING. O.L. RELAY MN5-66-110A, CAT NO.- SS9413700 KO MAKE - L&T/SCHNEIDER | NO |  | 10 | 0
64 | MMSSKM | NS | 2023 | ENGG - 1797 | OVER LOAD RELAY CONTACTOR MOUNTING. O.L. RELAY MN5-SS413600 ED, 20-33A MAKE - L&T/SCHNEIDER | NO |  | 10 | 0
65 | MMSSKM | NS | 2023 | ENGG - 1798 | OVER LOAD RELAY CONTACTOR MOUNTING. O.L. RELAY MN5-30-50A, CAT NO- SS9413600 GO MAKE - L&T/SCHNEIDER | NO |  | 2 | 0
66 | MMSSKM | NS | 2023 | ENGG - 1799 | OVER LOAD RELAY CONTACTOR MOUNTING. O.L. RELAY MN2 14-23A, CAT NO.- SS9414400 DO MAKE - L&T/SCHNEIDER | NO |  | 1 | 0
67 | MMSSKM | NS | 2023 | ENGG - 1800 | OVER LOAD RELAY CONTACTOR MOUNTING. O.L. RELAY MK1 9A-16A, MAKE - L&T/SCHNEIDER | NO |  | 1 | 0
68 | MMSSKM | NS | 2023 | ENGG - 1801 | OVER LOAD RELAY CONTACTOR MOUNTING. O.L. RELAY MK1 13-22A, , MAKE - L&T/SCHNEIDER | NO |  | 2 | 0
69 | MMSSKM | NS | 2023 | ENGG - 1802 | OVERLOAD RELY 2.5-4A CE 0080, MAKE - L&T/SCHNEIDER | NO |  | 6 | 0
70 | MMSSKM | NS | 2023 | ENGG - 1803 | OVERLOAD RELY 5.5-8A CE 0080, MAKE - L&T/SCHNEIDER | NO |  | 4 | 0
71 | MMSSKM | NS | 2023 | ENGG - 1804 | OVERLOAD RELY 9-13A CE 0080, MAKE - L&T/SCHNEIDER | NO |  | 8 | 0
72 | MMSSKM | NS | 2023 | ENGG - 1805 | OVERLOAD RELY 23-32A CE 0080, MAKE - L&T/SCHNEIDER | NO |  | 8 | 0
73 | MMSSKM | NS | 2023 | ENGG - 1806 | L.T. CONTROL SWITCH 3 PHASE FORWORD/ REVERSE- 16A, ROTARY TYPE MAKE - L&T/SCHNEIDER | NO |  | 6 | 0
74 | MMSSKM | NS | 2023 | ENGG - 1807 | MK1 COIL 380-400 VOLT MAKE - L&T/SCHNEIDER | NO |  | 10 | 0
75 | MMSSKM | NS | 2023 | ENGG - 1808 | D.O.L. STARTER MK1, RELAY RANGE- 9-13A MAKE - L&T/SCHNEIDER | NO |  | 12 | 0
76 | MMSSKM | NS | 2023 | ENGG - 1809 | HRC FUSE 06A, TYPE-NH00 MAKE - SIEMENS | NO |  | 1 | 0
77 | MMSSKM | NS | 2023 | ENGG - 1810 | HRC FUSE 16A, TYPE-NH00 MAKE - SIEMENS | NO |  | 1 | 0
78 | MMSSKM | NS | 2023 | ENGG - 1811 | HRC FUSE 20A, TYPE-NH00 MAKE - SIEMENS | NO |  | 1 | 0
79 | MMSSKM | NS | 2023 | ENGG - 1812 | HRC FUSE 32A, TYPE-NH00 MAKE - SIEMENS | NO |  | 26 | 0
80 | MMSSKM | NS | 2023 | ENGG - 1813 | HRC FUSE 50A, TYPE-NH00 MAKE - SIEMENS | NO |  | 16 | 0
81 | MMSSKM | NS | 2023 | ENGG - 1814 | HRC FUSE 63A, TYPE-NH00 MAKE - SIEMENS | NO |  | 37 | 0
82 | MMSSKM | NS | 2023 | ENGG - 1815 | HRC FUSE 80A/100, TYPE-NH00 MAKE - SIEMENS | NO |  | 49 | 0
83 | MMSSKM | NS | 2023 | ENGG - 1816 | HRC FUSE 200A, TYPE-NH2 MAKE - SIEMENS | NO |  | 1 | 0
84 | MMSSKM | NS | 2023 | ENGG - 1817 | HRC FUSE 125A, TYPE-NH00 MAKE - SIEMENS | NO |  | 1 | 0
85 | MMSSKM | NS | 2023 | ENGG - 1818 | HRC FUSE 160A, TYPE-NH00 MAKE - SIEMENS | NO |  | 2 | 0
86 | MMSSKM | NS | 2023 | ENGG - 1819 | HRC FUSE 25A, TYPE-NH00 MAKE - SIEMENS | NO |  | 44 | 0
87 | MMSSKM | NS | 2023 | ENGG - 1820 | HRC FUSE 200A, TYPE-NH1 MAKE - SIEMENS | NO |  | 1 | 0
88 | MMSSKM | NS | 2023 | ENGG - 1821 | HRC FUSE 250A, TYPE-NH1 MAKE - SIEMENS | NO |  | 50 | 0
89 | MMSSKM | NS | 2023 | ENGG - 1822 | HRC FUSE 315A, TYPE-NH2 MAKE - SIEMENS | NO |  | 1 | 0
90 | MMSSKM | NS | 2023 | ENGG - 1823 | HRC FUSE 400A, TYPE-NH2 MAKE - SIEMENS | NO |  | 1 | 0
91 | MMSSKM | NS | 2023 | ENGG - 1824 | HRC FUSE 630A, TYPE-NH3 MAKE - SIEMENS | NO |  | 1 | 0
92 | MMSSKM | NS | 2023 | ENGG - 1825 | HRC FUSE 06A, TYPE-HF, SIZE- 14X51 MAKE - SIEMENS | NO |  | 1 | 0
93 | MMSSKM | NS | 2023 | ENGG - 1826 | HRC FUSE 10A, TYPE-HF, SIZE- 14X51 MAKE - SIEMENS | NO |  | 1 | 0
94 | MMSSKM | NS | 2023 | ENGG - 1827 | HRC FUSE 20A, TYPE-HF, SIZE- 14X51 MAKE - SIEMENS | NO |  | 1 | 0
95 | MMSSKM | NS | 2023 | ENGG - 1828 | HRC FUSE 32A, TYPE-HF, SIZE- 14X51 MAKE - SIEMENS | NO |  | 10 | 0
96 | MMSSKM | NS | 2023 | ENGG - 1829 | HRC FUSE 63A, TYPE-HF, SIZE- 14X51 MAKE - SIEMENS | NO |  | 1 | 0
97 | MMSSKM | NS | 2023 | ENGG - 1830 | HEAVY DUTY SWITCH DISCONNECTOR FUSE UNIT, SFU 100A, CAT NO.- 3KL82211-3HA00 MAKE - SIEMENS | NO |  | 1 | 0
98 | MMSSKM | NS | 2023 | ENGG - 1831 | HEAVY DUTY SWITCH DISCONNECTOR FUSE UNIT , SFU 125A, CAT NO.- 3KL8221-3HAOO MAKE - SIEMENS | NO |  | 1 | 0
99 | MMSSKM | NS | 2023 | ENGG - 1832 | HEAVY DUTY SWITCH DISCONNECTOR FUSE UNIT , SFU 250A, 3KL8321-3UA00 MAKE - SIEMENS | NO |  | 1 | 0
100 | MMSSKM | NS | 2023 | ENGG - 1833 | HEAVY DUTY SWITCH DISCONNECTOR FUSE UNIT , SFU 400A, CAT NO.- 3KL8341-3UA00 MAKE - SIEMENS | NO |  | 2 | 0
101 | MMSSKM | NS | 2023 | ENGG - 1834 | HEAVY DUTY SWITCH DISCONNECTOR FUSE UNIT, SFU 200A, CAT NO.- 3KL8311-3UA00 MAKE - SIEMENS | NO |  | 4 | 0
102 | MMSSKM | NS | 2023 | ENGG - 1835 | HEAVY DUTY SWITCH DISCONNECTOR FUSE UNIT, SFU 63A, CAT NO.- 3KL8151-3HA00 MAKE - SIEMENS | NO |  | 1 | 0
103 | MMSSKM | NS | 2023 | ENGG - 1836 | HEAVY DUTY SWITCH DISCONNECTOR FUSE UNIT, SFU 32A, CAT NO.- 3KL8121-3UA00 MAKE - SIEMENS | NO |  | 8 | 0
104 | MMSSKM | NS | 2023 | ENGG - 1837 | HEAVY DUTY SWITCH DISCONNECTOR FUSE UNIT, SFU-160A, CAT NO.- 3KL8231-3HA00 MAKE - SIEMENS | NO |  | 1 | 0
105 | MMSSKM | NS | 2023 | ENGG - 1838 | HEAVY DUTY SWITCH DISCONNECTOR FUSE UNIT, SFU-315, CAT NO-3KL8331-3UA00 MAKE - SIEMENS | NO |  | 1 | 0
106 | MMSSKM | NS | 2023 | ENGG - 1839 | HEAVY DUTY SWITCH DISCONNECTOR FUSE UNIT, SFU-630A, CAT NO.- 3KL8421-3UA00 MAKE - SIEMENS | NO |  | 1 | 0
107 | MMSSKM | NS | 2023 | ENGG - 1840 | BETAGUARD MINIATURE CIRCUIT - BREAKERS, STANDARDS- IS/IFC 60898-1, BREAKING CAPACITY-15KA, MCB 1POLE 4A, CAT NO.- SSL7108RC MAKE - SIEMENS | NO |  | 1 | 0
108 | MMSSKM | NS | 2023 | ENGG - 1841 | BETAGAURD MINIATURE CIRCUIT - BREAKERS, STANDARDS- IS/IFC 60898-1, BREAKING CAPACITY-15KA, MCB 1POLE 6A, CAT NO.- SSL71068 RC MAKE - SIEMENS | NO |  | 1 | 0
109 | MMSSKM | NS | 2023 | ENGG - 1842 | BETAGAURD MINIATURE CIRCUIT - BREAKERS, STANDARDS- IS/IFC 60898-1, BREAKING CAPACITY-15KA, MCB 1POLE 10A, CAT NO.- SSL71108RC MAKE - SIEMENS | NO |  | 7 | 0
110 | MMSSKM | NS | 2023 | ENGG - 1843 | BETAGAURD MINIATURE CIRCUIT - BREAKERS, STANDARDS- IS/IFC 60898-1, BREAKING CAPACITY-15KA, MCB 1POLE 16, CAT NO.- SSL71168RC MAKE - SIEMENS | NO |  | 7 | 0
111 | MMSSKM | NS | 2023 | ENGG - 1844 | BETAGAURD MINIATURE CIRCUIT - BREAKERS, STANDARDS- IS/IFC 60898-1, BREAKING CAPACITY-15KA, MCB 1POLW 32A, CAT NO- SSL711328RC MAKE - SIEMENS | NO |  | 2 | 0
112 | MMSSKM | NS | 2023 | ENGG - 1845 | BETAGAURD MINIATURE CIRCUIT - BREAKERS, STANDARDS- IS/IFC 60898-1, BREAKING CAPACITY-15KA, MCB 1POLE 63, CAT NO.- SSL71638RC MAKE - SIEMENS | NO |  | 1 | 0
113 | MMSSKM | NS | 2023 | ENGG - 1846 | BETAGAURD MINIATURE CIRCUIT - BREAKERS, STANDARDS- IS/IFC 60898-1, BREAKING CAPACITY-15KA, MCB 2POLE 10A, CAT NO.- SSL72108RC MAKE - SIEMENS | NO |  | 10 | 0
114 | MMSSKM | NS | 2023 | ENGG - 1847 | BETAGAURD MINIATURE CIRCUIT - BREAKERS, STANDARDS- IS/IFC 60898-1, BREAKING CAPACITY-15KA, MCB 2POLE 16A, CAT NO.- SSL72168RC MAKE - SIEMENS | NO |  | 1 | 0
115 | MMSSKM | NS | 2023 | ENGG - 1848 | BETAGAURD MINIATURE CIRCUIT - BREAKERS, STANDARDS- IS/IFC 60898-1, BREAKING CAPACITY-15KA, MCB 2POLE 20A, CAT NO.- 20A, SSL72208RC MAKE - SIEMENS | NO |  | 10 | 0
116 | MMSSKM | NS | 2023 | ENGG - 1849 | BETAGAURD MINIATURE CIRCUIT - BREAKERS, STANDARDS- IS/IFC 60898-1, BREAKING CAPACITY-15KA, MCB 2POLE 25A, CAT NO-. SSL72258RC MAKE - SIEMENS | NO |  | 1 | 0
117 | MMSSKM | NS | 2023 | ENGG - 1850 | BETAGAURD MINIATURE CIRCUIT - BREAKERS, STANDARDS- IS/IFC 60898-1, BREAKING CAPACITY-15KA, MCB 2POLE 32A, CAT NO.-SSL72328RC MAKE - SIEMENS | NO |  | 1 | 0
118 | MMSSKM | NS | 2023 | ENGG - 1851 | BETAGAURD MINIATURE CIRCUIT - BREAKERS, STANDARDS- IS/IFC 60898-1, BREAKING CAPACITY-15KA, MCB 2POLE 63A, CAT NO.- SSL72638RC MAKE - SIEMENS | NO |  | 1 | 0
119 | MMSSKM | NS | 2023 | ENGG - 1852 | BETAGAURD MINIATURE CIRCUIT - BREAKERS, STANDARDS- IS/IFC 60898-1, BREAKING CAPACITY-15KA, MCB 3POLE 16A, CAT NO-. SSL73168RC MAKE - SIEMENS | NO |  | 3 | 0
120 | MMSSKM | NS | 2023 | ENGG - 1853 | BETAGAURD MINIATURE CIRCUIT - BREAKERS, STANDARDS- IS/IFC 60898-1, BREAKING CAPACITY-15KA, MCB 3POLE 20A, CAT NO.- SSL73208RC MAKE - SIEMENS | NO |  | 8 | 0
121 | MMSSKM | NS | 2023 | ENGG - 1854 | BETAGAURD MINIATURE CIRCUIT - BREAKERS, STANDARDS- IS/IFC 60898-1, BREAKING CAPACITY-15KA, MCB 3POLE 25A, CAT NO.- SSL73258RC MAKE - SIEMENS | NO |  | 1 | 0
122 | MMSSKM | NS | 2023 | ENGG - 1855 | BETAGAURD MINIATURE CIRCUIT - BREAKERS, STANDARDS- IS/IFC 60898-1, BREAKING CAPACITY-15KA, MCB 3POLE 32A, CAT NO.- SSL73328RC MAKE - SIEMENS | NO |  | 8 | 0
123 | MMSSKM | NS | 2023 | ENGG - 1856 | BETAGAURD MINIATURE CIRCUIT - BREAKERS, STANDARDS- IS/IFC 60898-1, BREAKING CAPACITY-15KA, MCB 3POLE 63A, CAT NO.- SSL73638RC MAKE - SIEMENS | NO |  | 1 | 0
124 | MMSSKM | NS | 2023 | ENGG - 1857 | BETAGAURD MINIATURE CIRCUIT - BREAKERS, STANDARDS- IS/IFC 60898-1, BREAKING CAPACITY-15KA, MCB 4POLE 63A, CAT NO.- SSL4638RC MAKE - SIEMENS | NO |  | 3 | 0
125 | MMSSKM | NS | 2023 | ENGG - 1858 | BETAGAURD MINIATURE CIRCUIT - BREAKERS, STANDARDS- IS/IFC 60898-1, BREAKING CAPACITY-15KA, MCB 4POLE CAT NO.- 100 A, CAT NO.- SSL741 MAKE - SIEMENS | NO |  | 2 | 0
126 | MMSSKM | NS | 2023 | ENGG - 1859 | CRIMPING COPPER LUGS PIN TYPE - 1.5 MM2 MAKE - DOWELLS/JACKSON | NO |  | 50 | 0
127 | MMSSKM | NS | 2023 | ENGG - 1860 | CRIMPING COPPER LUGS RING TYPE - 1.5 MM2 MAKE - DOWELLS/JACKSON | NO |  | 50 | 0
128 | MMSSKM | NS | 2023 | ENGG - 1861 | CRIMPING COPPER LUGS RING TYPE - 2.5 MM2 MAKE - DOWELLS/JACKSON | NO |  | 50 | 0
129 | MMSSKM | NS | 2023 | ENGG - 1862 | CRIMPING COPPER LUGS RING TYPE - 4 MM2 MAKE - DOWELLS/JACKSON | NO |  | 100 | 0
130 | MMSSKM | NS | 2023 | ENGG - 1863 | CRIMPING COPPER LUGS RING TYPE - 6 MM2 MAKE - DOWELLS/JACKSON | NO |  | 100 | 0
131 | MMSSKM | NS | 2023 | ENGG - 1864 | CRIMPING COPPER LUGS RING TYPE - 10 MM2 MAKE - DOWELLS/JACKSON | NO |  | 100 | 0
132 | MMSSKM | NS | 2023 | ENGG - 1865 | CRIMPING COPPER LUGS RING TYPE - 16 MM2 MAKE - DOWELLS/JACKSON | NO |  | 100 | 0
133 | MMSSKM | NS | 2023 | ENGG - 1866 | CRIMPING COPPER LUGS RING TYPE - 25 MM2 MAKE - DOWELLS/JACKSON | NO |  | 100 | 0
134 | MMSSKM | NS | 2023 | ENGG - 1867 | CRIMPING COPPER LUGS RING TYPE - 35 MM2 MAKE - DOWELLS/JACKSON | NO |  | 90 | 0
135 | MMSSKM | NS | 2023 | ENGG - 1868 | CRIMPING COPPER LUGS RING TYPE - 50 MM2 MAKE - DOWELLS/JACKSON | NO |  | 88 | 0
136 | MMSSKM | NS | 2023 | ENGG - 1869 | CRIMPING COPPER LUGS RING TYPE - 70 MM2 MAKE - DOWELLS/JACKSON | NO |  | 90 | 0
137 | MMSSKM | NS | 2023 | ENGG - 1870 | CRIMPING COPPER LUGS - 185 MM2 MAKE - DOWELLS/JACKSON | NO |  | 50 | 0
138 | MMSSKM | NS | 2023 | ENGG - 1871 | CRIMPING COPPER LUGS - 95 MM2 MAKE - DOWELLS/JACKSON | NO |  | 20 | 0
139 | MMSSKM | NS | 2023 | ENGG - 1872 | CRIMPING COPPER LUGS - 400 MM2 MAKE - DOWELLS/JACKSON | NO |  | 35 | 0
140 | MMSSKM | NS | 2023 | ENGG - 1873 | CRIMPING ALLUMINIUM LUGS - 16 MM2 MAKE - DOWELLS/JACKSON | NO |  | 100 | 0
141 | MMSSKM | NS | 2023 | ENGG - 1874 | CRIMPING ALLUMINIUM LUGS - 25 MM2 MAKE - DOWELLS/JACKSON | NO |  | 100 | 0
142 | MMSSKM | NS | 2023 | ENGG - 1875 | CRIMPING ALLUMINIUM LUGS - 35 MM2 MAKE - DOWELLS/JACKSON | NO |  | 100 | 0
143 | MMSSKM | NS | 2023 | ENGG - 1876 | CRIMPING ALLUMINIUM LUGS - 50 MM2 MAKE - DOWELLS/JACKSON | NO |  | 90 | 0
144 | MMSSKM | NS | 2023 | ENGG - 1877 | CRIMPING ALLUMINIUM LUGS - 70 MM2 MAKE - DOWELLS/JACKSON | NO |  | 72 | 0
145 | MMSSKM | NS | 2023 | ENGG - 1878 | CRIMPING ALLUMINIUM LUGS - 95 MM2 MAKE - DOWELLS/JACKSON | NO |  | 100 | 0
146 | MMSSKM | NS | 2023 | ENGG - 1879 | CRIMPING ALLUMINIUM LUGS - 120 MM2 MAKE - DOWELLS/JACKSON | NO |  | 15 | 0
147 | MMSSKM | NS | 2023 | ENGG - 1880 | CRIMPING ALLUMINIUM LUGS - 150 MM2 MAKE - DOWELLS/JACKSON | NO |  | 36 | 0
148 | MMSSKM | NS | 2023 | ENGG - 1881 | CRIMPING ALLUMINIUM LUGS - 185 MM2 MAKE - DOWELLS/JACKSON | NO |  | 45 | 0
149 | MMSSKM | NS | 2023 | ENGG - 1882 | CRIMPING ALLUMINIUM LUGS - 240 MM2 MAKE - DOWELLS/JACKSON | NO |  | 14 | 0
150 | MMSSKM | NS | 2023 | ENGG - 1883 | CRIMPING ALLUMINIUM LUGS - 300 MM2 MAKE - DOWELLS/JACKSON | NO |  | 29 | 0
151 | MMSSKM | NS | 2023 | ENGG - 1884 | CRIMPING ALLUMINIUM LUGS - 400 MM2 MAKE - DOWELLS/JACKSON | NO |  | 5 | 0
152 | MMSSKM | NS | 2023 | ENGG - 1885 | COMPACT LED INDICATING LAMP 22 MM, INDIACATING LAMP RED 240V AC, ORDER NO.- 3SBS28F6HCO3 MAKE - SIEMENS | NO |  | 10 | 0
153 | MMSSKM | NS | 2023 | ENGG - 1886 | COMPACT LED INDICATING LAMP 22 MM, INDIACATING LAMP GREEN 240V AC, ORDER NO- 35BS285-6HEO3 MAKE - SIEMENS | NO |  | 1 | 0
154 | MMSSKM | NS | 2023 | ENGG - 1887 | COMPACT LED INDICATING LAMP 22 MM, INDIACATING LAMP YELLOW 240V AC, ORDER NO.- 3SBS285-6HDO3 MAKE - SIEMENS | NO |  | 5 | 0
155 | MMSSKM | NS | 2023 | ENGG - 1888 | COMPACT LED INDICATING LAMP 22 MM, INDIACATING LAMP AMBER 240V AC, ORDER NO.- 3SBS285-6HL03 MAKE - SIEMENS | NO |  | 50 | 0
156 | MMSSKM | NS | 2023 | ENGG - 1889 | COMPACT LED INDICATING LAMP 22 MM, INDIACATING LAMP RED 110V DC 22 MM, ORDER NO.- 3SBS285-6HCOY MAKE - SIEMENS | NO |  | 1 | 0
157 | MMSSKM | NS | 2023 | ENGG - 1890 | COMPACT LED INDICATING LAMP 22 MM, INDIACATING LAMP GREEN, 110V DC, ORDER NO.- 3SB5285-6HEO3 MAKE - SIEMENS | NO |  | 24 | 0
158 | MMSSKM | NS | 2023 | ENGG - 1891 | COMPACT LED INDICATING LAMP 22 MM, INDIACATING LAMP YELLOW 110 DC, ORDER NO.- 3SB5285-6HDO4 MAKE - SIEMENS | NO |  | 4 | 0
159 | MMSSKM | NS | 2023 | ENGG - 1892 | COMPACT LED INDICATING LAMP 22 MM, INDIACATING LAMP AMBEV 110 DC, ORDER NO.- 3SB5285-6LHO4 MAKE - SIEMENS | NO |  | 24 | 0
160 | MMSSKM | NS | 2023 | ENGG - 1893 | MOTOR COOLING FAN PLASTIC - 5 HP, FRAME- D112M MAKE - STANDARD | NO |  | 15 | 0
161 | MMSSKM | NS | 2023 | ENGG - 1894 | MOTOR COOLING FAN PLASTIC - 10 HP, FRAME- 132M MAKE - STANDARD | NO |  | 1 | 0
162 | MMSSKM | NS | 2023 | ENGG - 1895 | MOTOR COOLING FAN PLASTIC - 10 HP, FRAME- D132M MAKE - MARATHAN ELECTRIC | NO |  | 1 | 0
163 | MMSSKM | NS | 2023 | ENGG - 1896 | MOTOR COOLING FAN PLASTIC - 15 HP, FRAME- 160 MAKE - MARATHAN ELECTRIC | NO |  | 1 | 0
164 | MMSSKM | NS | 2023 | ENGG - 1897 | MOTOR COOLING FAN PLASTIC - 12.5 HP, FRAME- D160M MAKE - MARATHAN ELECTRIC | NO |  | 1 | 0
165 | MMSSKM | NS | 2023 | ENGG - 1898 | MOTOR COOLING FAN PLASTIC - 25 HP, FRAME- D180M MAKE - MARATHAN ELECTRIC | NO |  | 2 | 0
166 | MMSSKM | NS | 2023 | ENGG - 1899 | MOTOR COOLING FAN PLASTIC - FRAME- 100 MAKE - STANDARD | NO |  | 4 | 0
167 | MMSSKM | NS | 2023 | ENGG - 1900 | MOTOR COOLING FAN PLASTIC - FRAME- 90 MAKE - STANDARD | NO |  | 1 | 0
168 | MMSSKM | NS | 2023 | ENGG - 1901 | MOTOR COOLING FAN PLASTIC - FRAME- 80 MAKE - STANDARD | NO |  | 4 | 0
169 | MMSSKM | NS | 2023 | ENGG - 1902 | MOTOR TERMINAL PLATE BACKLIGHT FRAME-90 MAKE - MARATHAN | NO |  | 1 | 0
170 | MMSSKM | NS | 2023 | ENGG - 1903 | MOTOR TERMINAL PLATE HP-120, FRAME- DV280M MAKE - MARATHAN | NO |  | 2 | 0
171 | MMSSKM | NS | 2023 | ENGG - 1904 | MOTOR TERMINAL PLATE 132 KW, FRAME- CW315M MAKE - MARATHAN | NO |  | 1 | 0
172 | MMSSKM | NS | 2023 | ENGG - 1905 | MOTOR TERMINAL PLATE 200 KW, FRAME- D 315LC MAKE - MARATHAN | NO |  | 1 | 0
173 | MMSSKM | NS | 2023 | ENGG - 1906 | MOTOR TERMINAL PLATE 55 KW, FRAME- DV250M MAKE - MARATHAN | NO |  | 1 | 0
174 | MMSSKM | NS | 2023 | ENGG - 1907 | MOTOR TERMINAL PLATE 110 KW, FRAME- 315 MAKE - SIEMENS | NO |  | 6 | 0
175 | MMSSKM | NS | 2023 | ENGG - 1908 | MOTOR TERMINAL PLATE 160 KW, FRAME- 355L MAKE - SIEMENS | NO |  | 1 | 0
176 | MMSSKM | NS | 2023 | ENGG - 1909 | GREADER DISTRIBUTOR SHAFT - DETAILS MVE-3000/15,Fc.Kg-3124, Fc.Lb.-6887, V-220-240/380-415, Hz-50, PH-3, A-6.41/3.70, COS FIE-0.78, KW-1.90, RPM-1500, LA/LN-6.5O, YEARYEAR/SN-16A/2414, SIZE-70 MAKE - INTERTEK(WAM GROUP) | NO |  | 2 | 0
177 | MMSSKM | NS | 2023 | ENGG - 1910 | ONLINE UPS POWER BANK 6 KVA, 1 PHASE OUTPUT- VOLTS- 220, FREQ- 50, AMPS- 27.3, 1 PHSAE INPUT- VOLTS-220, FREQ- 50, AMPS-38, BYPASS INPUT- VOLTS-220, FREQ- 50, AMPS- 27.3 COMPLETE SET MAKE - SCHNIEDER/EMERSON/ACP | NO |  | 2 | 0
178 | MMSSKM | NS | 2023 | ENGG - 1911 | SPLIT AC 1.5 TON , 5 STAR , MAKE- LG MAKE - VOLTAS/LG/PENASONIC | NO |  | 8 | 0
179 | MMSSKM | NS | 2023 | ENGG - 1912 | DUCT AC 8 TON , 5 STAR MAKE - VOLTAS/LG/PENASONIC | NO |  | 4 | 0
180 | MMSSKM | NS | 2023 | ENGG - 1913 | A.C. VOLT METER SIZE- 96 X 96 MM, RANGE- 0-750V AC, MAKE - A.E./ RISHABH | NO |  | 5 | 0
181 | MMSSKM | NS | 2023 | ENGG - 1914 | RPM METER ANOLOG TYPE, SIZE- 96 X 96 MM, RANGE - 0-1500, INPUT - 4-20 MA, MAKE - A.E./ RISHABH | NO |  | 5 | 0
182 | MMSSKM | NS | 2023 | ENGG - 1915 | AMP. METER ANALOG SIZE- 96 X 96 MM, RANGE- 0-900 AMP., INPUT- 4-20mA, MAKE - A.E./ RISHABH | NO |  | 5 | 0
183 | MMSSKM | NS | 2023 | ENGG - 1916 | CARBON BRUSH GRADE- MC-70, SIZE- 16 X 32 X 40 MM MAKE - K.E. | NO |  | 50 | 0
184 | MMSSKM | NS | 2023 | ENGG - 1917 | CARBON BRUSH GRADE- EG224, SIZE- 32 X 12.5 X 40 MAKE - K.E. | NO |  | 100 | 0
185 | MMSSKM | NS | 2023 | ENGG - 1918 | CARBON BRUSH GRADE- EG224, SIZE- 32 X 20 X 50 MAKE - K.E. | NO |  | 40 | 0
186 | MMSSKM | NS | 2023 | ENGG - 1919 | BATTERY TERMNAL (HEAVY DUTY) + - MAKE - STANDARD | NO |  | 24 | 0
187 | MMSSKM | NS | 2023 | ENGG - 1920 | CRC- 2.26 500 ML PACK POWER SPRAY. MAKE - CRC | NO |  | 30 | 0
188 | MMSSKM | NS | 2023 | ENGG - 1921 | PUSH BUTTON STATION PLASTIC ENCLOSURE, ON/OFF, CAT NO.-35BS58 02-7AC3 MAKE - SIEMENS | NO |  | 4 | 0
189 | MMSSKM | NS | 2023 | ENGG - 1922 | PUSH BUTTON ELEMENT- 1NC, CAT NO.- 35B04 00-0C MAKE - SIEMENS | NO |  | 2 | 0
190 | MMSSKM | NS | 2023 | ENGG - 1923 | PUSH BUTTON ELEMENT- 1NO, CAT NO.- 35B14 20-0C MAKE - SIEMENS | NO |  | 24 | 0
191 | MMSSKM | NS | 2023 | ENGG - 1924 | PUSH BUTTON ELEMENT- 1NO, CAT NO.- 35B14 20-0B MAKE - SIEMENS | NO |  | 12 | 0
192 | MMSSKM | NS | 2023 | ENGG - 1925 | PUSH BUTTON CONTACTS BLOCK 1 NO + 1 NC, 05011, CAT NO.- 050N1 MAKE - BCH | NO |  | 24 | 0
193 | MMSSKM | NS | 2023 | ENGG - 1926 | E30 OIL TIGHT PUSH BUTTON AC+UA+OV (RED) CAT NO.- TMH-R MAKE - BCH | NO |  | 24 | 0
194 | MMSSKM | NS | 2023 | ENGG - 1927 | PNEUMATIC TIMER TIME DELAY RELAY PYE-PN, TIME RANGE- 0-180SEC 1 NO + 1 NC, CAT NO.- KRTPN 3 MAKE - BCH | NO |  | 1 | 0
195 | MMSSKM | NS | 2023 | ENGG - 1928 | FOOT SWITCH ELEMENT 1 NO + 1 NC, CAT NO- SP50S1 MAKE - BCH | NO |  | 10 | 0
196 | MMSSKM | NS | 2023 | ENGG - 1929 | HRC FUSE NS TYPE BLEAD TAG, HRC FUSE 2A, 3NWNS2 MAKE - SIEMENS | NO |  | 10 | 0
197 | MMSSKM | NS | 2023 | ENGG - 1930 | HRC FUSE NS TYPE BLEAD TAG,HRC FUSE 4A, 3NW NS4 MAKE - TECHO/PAE | NO |  | 1 | 0
198 | MMSSKM | NS | 2023 | ENGG - 1931 | HRC FUSE NS TYPE BLEAD TAG, HRC FUSE 6A, 3NW NS6 MAKE - SIEMENS | NO |  | 1 | 0
199 | MMSSKM | NS | 2023 | ENGG - 1932 | HRC FUSE NS TYPE BLEAD TAG, HRC FUSE 10A, 3NW NS10 MAKE - SIEMENS | NO |  | 1 | 0
200 | MMSSKM | NS | 2023 | ENGG - 1933 | TEFC 3 PHASE SQ. CAGE INDUCTION MOTOR (I.D), KW-160, AMP-291, RPM-738, VOLT-415, FRAME- 355L, IP-55,DUTY-S1, INSU. EL-F, MOTOR TYPE- 1SE0357-8Y8 MAKE - SIEMENS | NO |  | 1 | 0
201 | MMSSKM | NS | 2023 | ENGG - 1934 | TEFC 3 PHASE SQ. CAGE INDUCTION MOTOR (F.D) KW-110, AMP-190, RPM-985, VOLT-415, FRAME-315L, IP-55, DUTY-S1, INSU.- EL-F, MOTOR TYPE- 1SE0 318-6YA, MAKE - SIEMENS | NO |  | 1 | 0
202 | MMSSKM | NS | 2023 | ENGG - 1935 | TEFC 3 PHASE SQ. CAGE INDUCTION MOTOR (S.A.) KW-90, AMP-157, RPM-1485, VOLT- 415, FRAME-280M, IP-55, DUTY-S1, INSUL. EL-F, MOTOR TYPE-QSE0 284-4YABO-Z MAKE - SIEMENS | NO |  | 1 | 0
203 | MMSSKM | NS | 2023 | ENGG - 1936 | 3 PHASE SQUIRREL CAGE INDUCTION MOTOR (F.P) KW-200, AMP-335, RPM-2975, % EFP-94.4, FRAME- D315 LC , DUTY-S1, WIND. CONN.-DELTA, MAKE - MARATHAN ELECTRIC | NO |  | 1 | 0
204 | MMSSKM | NS | 2023 | ENGG - 1937 | TEFC 3PHASE SQ. CAGE INDUCTION MOTOR (C F/F), KW-55, AMP-96, RPM- 1470, VOLT - 415, FRAME- DV 250M, IP- 55, DUTY-S1, INSUL. EL-F, FLANGE MOUNTING MAKE - ALSTOM | NO |  | 1 | 0
205 | MMSSKM | NS | 2023 | ENGG - 1938 | TEFC 3 PHASE SQ. CAGE INDUCTION MOTOR (B-F/F) KW-90, AMP-153, RPM-1485, VOLT- 415, FRAME- DV280M, IP- 55, DUTY-S1, INSUL- EL-F, FLANGE MOUNTING MAKE - ALSTOM | NO |  | 1 | 0
206 | MMSSKM | NS | 2023 | ENGG - 1939 | 3 PHASE SQ. CAGE SLIP RING MOTOR (W.I) KW- 90, AMP-162, RPM- 975, VOLT-415, FRAME- CW 280M, IP-55, ROTOR VOLT- 480, RA-117 MAKE - MARATHAN ELECTRIC | NO |  | 1 | 0
207 | MMSSKM | NS | 2023 | ENGG - 1940 | 3 PHASE SQ INDUCTION MOTOR WITH GEAR, MOTOR DETAIL- KW- 5.5, HP- 7.5, RPM- 1455, AMP- 10.90,FRAME NO.- M2BAX132SA4, MAKE- ABB, GEAR DETAIL- MODEL- MIG 304/1325-4/38, WITH HORIZONTAL BELT CONVEYOR, SIZE- WIDTH- 864MM, LENGTH- 18MTR, THICKNESS- 8MM, PLY-4 HEIGHT-800MM (ADJUSTER SIDE), HEIGHT - 1000MM (DRIVE SIDE),(CHAIN DRIVE SYSTEM) AS PER SAMPLE MAKE - KSBSAI/J&A/MS ENGG/DEW | SET |  | 1 | 0
208 | MMSSKM | NS | 2023 | ENGG - 1941 | D.C. SHUNTMOTOR (MILL) OUTPUT- 375 KW, MAX. RPM-1200, DUTY-S`, SPEED-1000-1200, ARMATURE CURRENT- 578 ADC, ARMATURE VOLTAGE - 690 VDC, FIELD VOLTAGE- 220 V DC, FIELD CURRENT- 11-8.2 ADC, AIILUED-1000 MTR, IP-55, IC- W37A86, CARBON BRUSH SIZE- 32 X 20 MM, GREAD- EG 224, INSU. CLASS- FF, BRARING - DE- NU228C3, CE- 6228C3, MAKE - INTEGRATED ELECTRIC CO. | NO |  | 1 | 0
209 | MMSSKM | NS | 2023 | ENGG - 1942 | 3 PHASE SQ. CAGE SLIP RING MOTOR, (CHOPPER), KW/HP- 90/120, RPM-585, VOLTS-415, AMP-178, FRAME- RW 10544, IP-55, R.V-295, R.A.-182, EHCL- SPDP-SR, MAKE - MARATHAN ELECTRIC | NO |  | 1 | 0
210 | MMSSKM | NS | 2023 | ENGG - 1943 | D.C. SHUNT MOTOR (C/F) OUTPUT-160 KW, MAX. RPM-1250, SPEED-750-1250, ARMATURE CURREN5- 464AFC, ARMATURE VOLTAGE- 380VDC, FIELD CURRENT- 9.2-4.8A, FIELD VOLTAGE- 220V, ANTILEUDE-100 MTR, IP-55 FLANG MOUNTING, FRAME- 1LFC-250L, BEARING- DE-NU222C3, CE-6320 C3, CARBON BRUSH- 32 X 12.5 MM, GRADE- EG 224, MAKE - INTEGRATED ELECTRIC CO. | NO |  | 1 | 0
211 | MMSSKM | NS | 2023 | ENGG - 1944 | AIR FILTER PAID FOR D.C. SHUNT MOTOR C/F, MOTOR DETAIL- 160 KW, RPM- 1250, FRAME- 1LFC-250L, EACH SET FIVE PEACE MAKE - INTEGRATED ELECTRIC CO. | SET |  | 1 | 0
212 | MMSSKM | NS | 2023 | ENGG - 1945 | AIR FILTER PAID FOR D.C. SHUNT MOTOR (MILL), MOTOR DETAIL- 375 KW, RPM- 1200, FRAME- 1L WC-355 L, EACH SET FOUR PEACE MAKE - INTEGRATED ELECTRIC CO. | SET |  | 4 | 0
213 | MMSSKM | NS | 2023 | ENGG - 1946 | SEMI CONDUCTOR SQURE BODY DIN- 43653 BOLTED TAGS HIGH SPEED FUSE. 630A, 690 (IE) 700(UL), CAT NO- 170M3223. / 170 M 6013 MAKE - BUSSMANN | NO |  | 12 | 0
214 | MMSSKM | NS | 2023 | ENGG - 1947 | SEMI CONDUCTOR SQURE BODY DIN- 43653 BOLTED TAGS HIGH SPEED FUSE. 630A, 1250 V (IE), 1300V (UL), CAT NO.- 170M6144./ 170M 6011 MAKE - BUSSMANN | NO |  | 10 | 0
215 | MMSSKM | NS | 2023 | ENGG - 1948 | CARBON BRUSH HOLDER FOR ABOVE MOTOR DETAIL KW/HP-90/120, RPM- 585, V-415, AMP-178, FRAME- RW 10544. MAKE - MARATHAN ELECTRIC | NO |  | 6 | 0
216 | MMSSKM | NS | 2023 | ENGG - 1949 | CARBON BRUSH HOLDER FOR MOTOR D.C. SHUNT. F.C. SHUNT MOTOR, OUT PUT- 375 KW, RPM-1200, FRAME 1 LWC- 355 L, MAKE - INTEGRATED ELECTRIC CO. | NO |  | 10 | 0
217 | MMSSKM | NS | 2023 | ENGG - 1950 | CARBON BRUSH HOLDER FOR MOTOR D.C. SHUNT. F.C. SHUNT MOTOR, OUT PUT- 160 KW, RPM- 1250, FRAME - 1 LFC- 250 L, MAKE - INTEGRATED ELECTRIC CO. | NO |  | 10 | 0
218 | MMSSKM | NS | 2023 | ENGG - 1951 | CARBON BRUSH HOLDER FOR MOTOR DETAIL- KW-90, RPM- 975, FRAME- CW 280M, MAKE - MARATHAN ELECTRIC | NO |  | 1 | 0
219 | MMSSKM | NS | 2023 | ENGG - 1952 | CARBON BRUSH HOLDER FOR MOTOR DETAIL- KW-132, RPM- 980, FRAME - CW 315 M, MAKE - MARATHAN ELECTRIC | NO |  | 6 | 0
220 | MMSSKM | NS | 2023 | ENGG - 1953 | CARBON BRUSH HOLDER FOR MOTOR DETAIL- KW/HP- 185/248, RPM- 585, FRAME RW 120 S 2 MAKE - MARATHAN ELECTRIC | NO |  | 1 | 0
221 | MMSSKM | NS | 2023 | ENGG - 1954 | MOTOR COOLING FAN (PLASTIC PVC) FOR ID FAN FRAME TYPE- 1SEO 318-6VA, KW-110, RPM- 985, FRAME - 315 L, MAKE - SIEMENS | NO |  | 1 | 0
222 | MMSSKM | NS | 2023 | ENGG - 1955 | MOTOR COOLING FAN (P.V.C) FOR ID FAN, KW- 160, RPM- 738, FRAME- 355 L, MOTOR TYPE- 1SEO 357 8Y8, MAKE - SIEMENS | NO |  | 1 | 0
223 | MMSSKM | NS | 2023 | ENGG - 1956 | MOTOR COOLING FAN (P.V.C) FOR S.A. FAN KW-90, RPM- 1485, FRAME- 280 M, TYPE- 1SEO 284-46AB0-Z MAKE - SIEMENS | NO |  | 1 | 0
224 | MMSSKM | NS | 2023 | ENGG - 1957 | MOTOR COOLING FAN FOR 'B' CONTINIOUS M/C MOTOR DETAIL, KW-90, RPM-1485,, FRAME- DV 280 M, MAKE - ALISTON | NO |  | 1 | 0
225 | MMSSKM | NS | 2023 | ENGG - 1958 | MOTOR COOLING FAN FOR 'C' CONTINIOUS M/C MOTOR DETAIL- KW-55, RPM-1470, FRAME- DV 250 M MAKE - ALISTON | NO |  | 1 | 0
226 | MMSSKM | NS | 2023 | ENGG - 1959 | DIESEL LIFTING PUMP HAND OPERATED. STANDARD. MAKE - STANDARD | NO |  | 1 | 0
227 | MMSSKM | NS | 2023 | ENGG - 1960 | INSULATING VARNISH BECTROL DR-BECK RED MAKE - DR. BACK | litre |  | 20 | 0
228 | MMSSKM | NS | 2023 | ENGG - 1961 | INSULATING VARNISH BECTROL DR-BECK GRAY MAKE - DR. BACK | litre |  | 20 | 0
229 | MMSSKM | NS | 2023 | ENGG - 1962 | GLASS FIBRE TAPE 3/4" MAKE - STANDARD | NO |  | 50 | 0
230 | MMSSKM | NS | 2023 | ENGG - 1963 | PUNCHER RUBBER (COLD RUBBER) MAKE - STANDARD | KG |  | 5 | 0
231 | MMSSKM | NS | 2023 | ENGG - 1964 | WATER RADIATOR FOR FIBRIZER MOTOR DETAIL- 3 PHASE SQ. SLIPRING INDUCTION H.T. MOTOR. KW/HP-500/670, VOLT - 11000, FRAME UWR500E. EACH SET TWO PEACES MAKE - CROMPTON GREAVES LTD. | SET |  | 1 | 0
232 | MMSSKM | NS | 2023 | ENGG - 1965 | WATER RADIATOR FOR D.C. SHUNT MOTOR DETAIL- KW - 375, RPM- 1000-1200, FRAME 1L WC 355L, RADIATOR TYPE- CACW, HEAT LOAD- 60 KW, TEST PRESSURE - 10 BAR. EACH SET 04 PEACES MAKE - INTEGRATED ELECTRIC CO. / MYSORE ENGINEERING ENTERPRISES | SET |  | 1 | 0
233 | MMSSKM | NS | 2023 | ENGG - 1966 | SINGLE PHASE AMP. METER DIGITAL (4 DIGIT) ITEM CODE- 129180611 MAKE - A.E./PAE | NO |  | 12 | 0
234 | MMSSKM | NS | 2023 | ENGG - 1967 | 5 PIN PLUG SOCKET - 6 AMP. MAKE - HAVELLS | NO |  | 100 | 0
235 | MMSSKM | NS | 2023 | ENGG - 1968 | 5 PIN PLUG SOCKET - 16 AMP. MAKE - HAVELLS | NO |  | 100 | 0
236 | MMSSKM | NS | 2023 | ENGG - 1969 | PYANO SWITCH - 6 AMP. MAKE - HAVELLS | NO |  | 200 | 0
237 | MMSSKM | NS | 2023 | ENGG - 1970 | PYANO SWITCH - 16 AMP. MAKE - HAVELLS | NO |  | 100 | 0
238 | MMSSKM | NS | 2023 | ENGG - 1971 | PLUG TOP 3 PIN 6 AMP. MAKE - HAVELLS | NO |  | 50 | 0
239 | MMSSKM | NS | 2023 | ENGG - 1972 | PLUG TOP 3 PIN 16 AMP. MAKE - HAVELLS | NO |  | 50 | 0
240 | MMSSKM | NS | 2023 | ENGG - 1973 | PLUG TOP 2 PIN 5 AMP. MAKE - HAVELLS | NO |  | 50 | 0
241 | MMSSKM | NS | 2023 | ENGG - 1974 | P.T. BULB 60 W 240 V MAKE - HAVELLS | NO |  | 1000 | 0
242 | MMSSKM | NS | 2023 | ENGG - 1975 | P.T. BULB 100 W 240 V MAKE - HAVELLS | NO |  | 1000 | 0
243 | MMSSKM | NS | 2023 | ENGG - 1976 | PENDENT HOLDER MAKE - HAVELLS | NO |  | 200 | 0
244 | MMSSKM | NS | 2023 | ENGG - 1977 | ANGLE HOLDER MAKE - HAVELLS | NO |  | 100 | 0
245 | MMSSKM | NS | 2023 | ENGG - 1978 | LED BULB PIN TYPE - 9 W 240 V MAKE - HAVELLS/SYSKA/PHILIPS | NO |  | 200 | 0
246 | MMSSKM | NS | 2023 | ENGG - 1979 | LED BULB PIN TYPE 14W MAKE - HAVELLS/SYSKA/PHILIPS | NO |  | 200 | 0
247 | MMSSKM | NS | 2023 | ENGG - 1980 | P.T. BULB PIN TYPE-24V 30 W MAKE - HAVELLS/SYSKA/PHILIPS | NO |  | 10 | 0
248 | MMSSKM | NS | 2023 | ENGG - 1981 | TUBELIGHT ROD 4" X 20W MAKE - HAVELLS/SYSKA/PHILIPS | NO |  | 100 | 0
249 | MMSSKM | NS | 2023 | ENGG - 1982 | ELECTRONIC TUBELIGHT CHOCK 40W MAKE - HAVELLS/SYSKA/PHILIPS | NO |  | 200 | 0
250 | MMSSKM | NS | 2023 | ENGG - 1983 | TUBELIGHT HOLDER MAKE - HAVELLS/SYSKA/PHILIPS | NO |  | 1 | 0
251 | MMSSKM | NS | 2023 | ENGG - 1984 | CAPACITOR 2.5 MFA MAKE - HAVELLS | NO |  | 25 | 0
252 | MMSSKM | NS | 2023 | ENGG - 1985 | CAPACITOR 6 MFA MAKE - HAVELLS | NO |  | 1 | 0
253 | MMSSKM | NS | 2023 | ENGG - 1986 | CIELLING FAN ELECTONIC REGULATOR MAKE - HAVELLS | NO |  | 20 | 0
254 | MMSSKM | NS | 2023 | ENGG - 1987 | REFLETOR LAMP 40 W MAKE - HAVELLS | NO |  | 2 | 0
255 | MMSSKM | NS | 2023 | ENGG - 1988 | ROOM HEATER SINGLE ROD FITTING COMPLETE 1500 W MAKE - HAVELLS | NO |  | 25 | 0
256 | MMSSKM | NS | 2023 | ENGG - 1989 | ROOM HEATER ROD 1500 W MAKE - HAVELLS | NO |  | 50 | 0
257 | MMSSKM | NS | 2023 | ENGG - 1990 | HALOGEN FITTING COMPLETE 500W MAKE - HAVELLS | NO |  | 50 | 0
258 | MMSSKM | NS | 2023 | ENGG - 1991 | HALOGEN FITTING COMPLETE 1000W MAKE - HAVELLS | NO |  | 50 | 0
259 | MMSSKM | NS | 2023 | ENGG - 1992 | HALOGEN LAMP ROD 500W MAKE - HAVELLS | NO |  | 100 | 0
260 | MMSSKM | NS | 2023 | ENGG - 1993 | HALOGEN LAMP ROD 1000W MAKE - HAVELLS | NO |  | 75 | 0
261 | MMSSKM | NS | 2023 | ENGG - 1994 | PVC TAPE (R,Y,B,) - 1.8 X 7 X 0.125 MAKE - STEELGRIP | NO |  | 440 | 0
262 | MMSSKM | NS | 2023 | ENGG - 1995 | WOODEN BOARD WITH SUNMICA/PVC SHEET 6" X 8" MAKE - STANDARD | NO |  | 1 | 0
263 | MMSSKM | NS | 2023 | ENGG - 1996 | WOODEN BOARD WITH SUNMICA/PVC SHEET 8" X 10" MAKE - STANDARD | NO |  | 1 | 0
264 | MMSSKM | NS | 2023 | ENGG - 1997 | HALOGEN LAMP HOLDER 500W MAKE - HAVELLS | NO |  | 50 | 0
265 | MMSSKM | NS | 2023 | ENGG - 1998 | HALOGEN LAMP HOLDER 1000W MAKE - HAVELLS | NO |  | 20 | 0
266 | MMSSKM | NS | 2023 | ENGG - 1999 | SON LAMP HOLDER PORCILIN 400W MAKE - HAVELLS | NO |  | 20 | 0
267 | MMSSKM | NS | 2023 | ENGG - 2000 | INSULATING PLAYER 8" MAKE - TAPARIA | NO |  | 5 | 0
268 | MMSSKM | NS | 2023 | ENGG - 2001 | LINE TESTER MAKE - TAPARIA | NO |  | 25 | 0
269 | MMSSKM | NS | 2023 | ENGG - 2002 | SCREW DRIVER 8" MAKE - TAPARIA | NO |  | 12 | 0
270 | MMSSKM | NS | 2023 | ENGG - 2003 | SCREW DRIVER 10" MAKE - TAPARIA | NO |  | 12 | 0
271 | MMSSKM | NS | 2023 | ENGG - 2004 | SCREW DRIVER 12" MAKE - TAPARIA | NO |  | 12 | 0
272 | MMSSKM | NS | 2023 | ENGG - 2005 | BOX SPANNER SET MM SIZE- 6-32 MM MAKE - TAPARIA | SET |  | 2 | 0
273 | MMSSKM | NS | 2023 | ENGG - 2006 | 'D' SPANNER SET MM SIZE- 6-32 MM MAKE - TAPARIA | SET |  | 1 | 0
274 | MMSSKM | NS | 2023 | ENGG - 2007 | RING SPANNER SET MM SIZE- 6-32 MM MAKE - TAPARIA | SET |  | 1 | 0
275 | MMSSKM | NS | 2023 | ENGG - 2008 | HEXA FRAME 12" MAKE - TAPARIA | NO |  | 5 | 0
276 | MMSSKM | NS | 2023 | ENGG - 2009 | GLASS BREADED COPPER WIRE 4 MM2 MAKE - STANDARD | meter |  | 50 | 0
277 | MMSSKM | NS | 2023 | ENGG - 2010 | GLASS BREADED COPPER WIRE 6 MM2 MAKE - STANDARD | meter |  | 50 | 0
278 | MMSSKM | NS | 2023 | ENGG - 2011 | GLASS BREADED COPPER WIRE 8 MM2 MAKE - STANDARD | meter |  | 50 | 0
279 | MMSSKM | NS | 2023 | ENGG - 2012 | GLASS BREADED COPPER WIRE 10 MM2 MAKE - STANDARD | meter |  | 50 | 0
280 | MMSSKM | NS | 2023 | ENGG - 2013 | GLASS BREADED COPPER WIRE 12 MM2 MAKE - STANDARD | meter |  | 50 | 0
281 | MMSSKM | NS | 2023 | ENGG - 2014 | IN LINE CRIPMPING CONNECTOR COPPER 50 MM2 MAKE - DOWELLS/JACKSON | NO |  | 20 | 0
282 | MMSSKM | NS | 2023 | ENGG - 2015 | IN LINE CRIPMPING CONNECTOR COPPER 70 MM2 MAKE - DOWELLS/JACKSON | NO |  | 20 | 0
283 | MMSSKM | NS | 2023 | ENGG - 2016 | IN LINE CRIPMPING CONNECTOR COPPER 95 MM2 MAKE - DOWELLS/JACKSON | NO |  | 20 | 0
284 | MMSSKM | NS | 2023 | ENGG - 2017 | IN LINE CRIPMPING CONNECTOR COPPER 120 MM2 MAKE - DOWELLS/JACKSON | NO |  | 20 | 0
285 | MMSSKM | NS | 2023 | ENGG - 2018 | IN LINE CRIPMPING CONNECTOR COPPER 185 MM2 MAKE - DOWELLS/JACKSON | NO |  | 20 | 0
286 | MMSSKM | NS | 2023 | ENGG - 2019 | IN LINE CRIPMPING CONNECTOR ALLUMINIUM 50 MM2 MAKE - DOWELLS/JACKSON | NO |  | 20 | 0
287 | MMSSKM | NS | 2023 | ENGG - 2020 | IN LINE CRIPMPING CONNECTOR ALLUMINIUM 70 MM2 MAKE - DOWELLS/JACKSON | NO |  | 20 | 0
288 | MMSSKM | NS | 2023 | ENGG - 2021 | IN LINE CRIPMPING CONNECTOR ALLUMINIUM 120 MM2 MAKE - DOWELLS/JACKSON | NO |  | 20 | 0
289 | MMSSKM | NS | 2023 | ENGG - 2022 | IN LINE CRIPMPING CONNECTOR ALLUMINIUM 185 MM2 MAKE - DOWELLS/JACKSON | NO |  | 20 | 0
290 | MMSSKM | NS | 2023 | ENGG - 2023 | IN LINE CRIPMPING CONNECTOR ALLUMINIUM 240 MM2 MAKE - DOWELLS/JACKSON | NO |  | 20 | 0
291 | MMSSKM | NS | 2023 | ENGG - 2024 | PORCILIN FUSE KIT-KAT 500 A MAKE - ENGLISH ELECTRIC | NO |  | 1 | 0
292 | MMSSKM | NS | 2023 | ENGG - 2025 | PORCILIN FUSE KIT-KAT 300 A MAKE - ENGLISH ELECTRIC | NO |  | 3 | 0
293 | MMSSKM | NS | 2023 | ENGG - 2026 | SPRAY GUN FOR PAINTING MAKE - STANDARD | NO |  | 1 | 0
294 | MMSSKM | NS | 2023 | ENGG - 2027 | BACKLIGHT INSULATOR FOR CANE UNLOADER BUS BAR DSL, SP- 55. MAKE - STANDARD | NO |  | 1 | 0
295 | MMSSKM | NS | 2023 | ENGG - 2028 | INSULATING THINNER Dr. BACK MAKE - DR. BACK | litre |  | 1 | 0
296 | MMSSKM | NS | 2023 | ENGG - 2029 | HEAVY DUTY BATTERY TERMINAL (+) (-) MAKE - STANDARD | NO |  | 22 | 0
297 | MMSSKM | NS | 2023 | ENGG - 2030 | ANALOG AMP. METER PANEL MOUNTING CTR/DIRECT CONNECTED SIZE- 96 X 96 MM, AMP. METER 0-15A MAKE - L&T/SCHNEIDER/PAE | NO |  | 1 | 0
298 | MMSSKM | NS | 2023 | ENGG - 2031 | ANALOG AMP. METER PANEL MOUNTING CTR/DIRECT CONNECTED SIZE- 96 X 96 MM, AMP. METER 0-30A MAKE - L&T/SCHNEIDER/PAE | NO |  | 1 | 0
299 | MMSSKM | NS | 2023 | ENGG - 2032 | ANALOG AMP. METER PANEL MOUNTING CTR/DIRECT CONNECTED SIZE- 96 X 96 MM, AMP. METER 0-50/5A CTR MAKE - L&T/SCHNEIDER/PAE | NO |  | 1 | 0
300 | MMSSKM | NS | 2023 | ENGG - 2033 | ANALOG AMP. METER PANEL MOUNTING CTR/DIRECT CONNECTED SIZE- 96 X 96 MM, AMP. METER 0-60/5A CTR MAKE - L&T/SCHNEIDER/PAE | NO |  | 1 | 0
301 | MMSSKM | NS | 2023 | ENGG - 2034 | 11KV H.T. ARMOUR CABLE ALUMINIUM SINGLE CORE 630SQ.MM XLPE MAKE - RRKABLE/FINOLEX/HAVELLS | meter |  | 100 | 0
302 | MMSSKM | NS | 2023 | ENGG - 2035 | HYDRAULIC CRIMPING TOOL 400MM SQ MM TO 630MM SQ MM MAKE - JAINSON/DOWELLS | SET |  | 1 | 0
303 | MMSSKM | NS | 2023 | ENGG - 2036 | DC TECHO GENERATOR MODEL NO.- TDP-4000RPM MARK 2 OUTPUT:- 50 VOLT DC 1000 RPM 100MILLIAMP MAKE - L&T/SCHNEIDER/PAE | NO |  | 1 | 0
304 | MMSSKM | NS | 2023 | ENGG - 2037 | CYCLIC TIMER RELAY MODEL NO.- FC4BCP SUPPLY VOLTAGE- 230VOLT AC MAKE - L&T/SCHNEIDER/PAE | NO |  | 4 | 0
305 | MMSSKM | NS | 2023 | ENGG - 2038 | L.T. POWER CABLE ALLUMINIUM CONDUCTOR AMOURED GRADE- 1.1 KV PVC INSULATED. ALLUMINIUM CABLE . 3.5C X 25 MM2 MAKE - HAVELLS | meter |  | 150 | 0
306 | MMSSKM | NS | 2023 | ENGG - 2039 | L.T. POWER CABLE ALLUMINIUM CONDUCTOR AMOURED GRADE- 1.1 KV PVC INSULATED. ALLUMINIUM CABLE . 3.5C X 35 MM2 MAKE - HAVELLS | meter |  | 400 | 0
307 | MMSSKM | NS | 2023 | ENGG - 2040 | L.T. POWER CABLE ALLUMINIUM CONDUCTOR AMOURED GRADE- 1.1 KV PVC INSULATED. ALLUMINIUM CABLE 3.5C X 50 MM2 MAKE - HAVELLS | meter |  | 260 | 0
308 | MMSSKM | NS | 2023 | ENGG - 2041 | L.T. POWER CABLE ALLUMINIUM CONDUCTOR AMOURED GRADE- 1.1 KV PVC INSULATED. ALLUMINIUM CABLE 3.5C X 70 MM2 MAKE - HAVELLS | meter |  | 400 | 0
309 | MMSSKM | NS | 2023 | ENGG - 2042 | L.T. POWER CABLE ALLUMINIUM CONDUCTOR AMOURED GRADE- 1.1 KV PVC INSULATED. ALLUMINIUM CABLE 3.5C X 90 MM2 MAKE - HAVELLS | meter |  | 200 | 0
310 | MMSSKM | NS | 2023 | ENGG - 2043 | L.T. POWER CABLE COPPER CONDUCTOR AMOURED GRADE- 1.1 KV PVC INSULATED. COPPER CABLE 4C X 1.5 MM2 MAKE - HAVELLS | meter |  | 1860 | 0
311 | MMSSKM | NS | 2023 | ENGG - 2044 | PVC DOUBLE COATED COPPER CONDUCTOR ROUND FLEXIBLE CABLE GRADE 1.1 KV - 4C X 1.5 MM2 MAKE - HAVELLS | meter |  | 500 | 0
312 | MMSSKM | NS | 2023 | ENGG - 2045 | LED FLUD LIGHT INDURSTRIAL HIGHMAST LIGHTHING 200W MAKE - HAVELLS | NO |  | 100 | 0
313 | MMSSKM | NS | 2023 | ENGG - 2046 | LED FLUD LIGHT INDURSTRIAL INDOOR LIGHTHING FITTING 80W MAKE - HAVELLS | NO |  | 150 | 0
314 | MMSSKM | NS | 2023 | ENGG - 2047 | LED FLUD LIGHT INDURSTRIAL STREET LIGHTHING FITTING 80W MAKE - HAVELLS | NO |  | 150 | 0
315 | MMSSKM | NS | 2023 | ENGG - 2048 | HEAVY DUTY EXHAUST FAN SWEEP- 300MM, 230V, SPEED-1400 RPM MAKE - HAVELLS | NO |  | 15 | 0
316 | MMSSKM | NS | 2023 | ENGG - 2049 | HEAVY DUTY EXHAUST FAN SWEEP- 450MM, 230V, SPEED-900RPM MAKE - HAVELLS | NO |  | 15 | 0
317 | MMSSKM | NS | 2023 | ENGG - 2050 | CEILING FAN SWEEP- 48" DOUBEL BEARING MAKE - HAVELLS | NO |  | 25 | 0
318 | MMSSKM | NS | 2023 | ENGG - 2051 | LED TUBE LIGHT WITH FRAME - 40W, LENGTH 4FT MAKE - HAVELLS | NO |  | 400 | 0
319 | MMSSKM | NS | 2023 | ENGG - 2052 | HEAVY DUTY SWITCH DISCONNECTOR FUSE UNIT SFU-200A IN S.S. ENCLOUSER 3KL8, RATED CURRENT (200-410A) REFERENCE NO- 3KX8345-4AC. MAKE - SIEMENS | NO |  | 1 | 0
320 | MMSSKM | NS | 2023 | ENGG - 2053 | CAPACITOR BANK JAVIC POWER CAPACITOR (25 X 4)= 200KVAR, 440V, INSULATION 3KV, TEMP-51°C, 3 PHASE CONNECTION, 50Hz MAKE - JAVIC | EACH |  | 4 | 0
321 | MMSSKM | NS | 2023 | ENGG - 2054 | WOODEN SCREW 3/4" | PER PACKET |  | 6 | 0
322 | MMSSKM | NS | 2023 | ENGG - 2055 | WOODEN SCREW 1" | PER PACKET |  | 6 | 0
323 | MMSSKM | NS | 2023 | ENGG - 2056 | WOODEN SCREW 1.5" | PER PACKET |  | 2 | 0
324 | MMSSKM | NS | 2023 | ENGG - 2057 | WOODEN SCREW 2" | PER PACKET |  | 2 | 0
325 | MMSSKM | NS | 2023 | ENGG - 2058 | BUSBAR CHAMBER COPPER CURRENT RATING 200A, HAVELLS, 4 WAY, HSN CODE- 8536, CAT NO- IHBC02004, MAKE - HAVELLS | NO |  | 2 | 0
326 | MMSSKM | NS | 2023 | ENGG - 2059 | BUSBAR CHAMBER CURRENT RATING 400A 4 WAY, HSN CODE- 8536, CAT NO- IHBC 04004 MAKE - HAVELLS | NO |  | 2 | 0
327 | MMSSKM | NS | 2023 | ENGG - 2060 | (PANDUBBI) OPEN WELL/UNDER WATER(HORIZONTEL)/ SUBMERGENCE PUMP WITH MOTOR, STARTER, 2900RPM 440V, 3 PHASE, 10 HP, 7.5KW MAKE - VARUNA/KSB/KIRLOSKAR/CROMPTON | NO |  | 1 | 0
328 | MMSSKM | NS | 2023 | ENGG - 2061 | SUMBERSIBLE PUMP WITH MOTOR, STARTER, 440V, 3 PHASE, 10 HP, 2900 RPM MAKE - VARUNA/KSB/KIRLOSKAR/CROMPTON | NO |  | 1 | 0
329 | MMSSKM | NS | 2023 | ENGG - 2062 | SUMBERSIBLE PUMP WITH MOTOR, STARTER, 440V, 3 PHASE, 7.5 HP, 2900 RPM MAKE - VARUNA/KSB/KIRLOSKAR/CROMPTON | NO |  | 1 | 0
330 | MMSSKM | NS | 2023 | ENGG - 2063 | SUMBERSIBLE PUMP WITH MOTOR, STARTER, 440V, 3 PHASE, 5 HP, 2900 RPM MAKE - VARUNA/KSB/KIRLOSKAR/CROMPTON | NO |  | 1 | 0
331 | MMSSKM | NS | 2023 | ENGG - 2064 | A.B. CONTACTOR (0 AUX) MNO 22E, 220VAC, 2NO + 2NC, MAKE - L&T/SCHNEIDER/PAE | NO |  | 9 | 0
332 | MMSSKM | NS | 2023 | ENGG - 2065 | A.B. AUX CONTACTOR MM00 110VDC, 2NO + 2NC. MAKE - L&T/SCHNEIDER/PAE | NO |  | 3 | 0
333 | MMSSKM | NS | 2023 | ENGG - 2066 | MNO DC, AUX CONTACTOR 220V DC, 2NO + 2NC MAKE - L&T/SCHNEIDER/PAE | NO |  | 3 | 0
334 | MMSSKM | NS | 2023 | ENGG - 2067 | NO VOLT COIL 220VDC, CAT NO- SS94651 FOR AUX CONTACTOR MNO DC MAKE - L&T/SCHNEIDER/PAE | NO |  | 10 | 0
335 | MMSSKM | NS | 2023 | ENGG - 2068 | NO VOLT COIL 110VDC, CAT NO- SS91333 FOR AUX CONTACTOR MM00 MAKE - L&T/SCHNEIDER | NO |  | 6 | 0
336 | MMSSKM | NS | 2023 | ENGG - 2069 | GLASS FUSE SIZE- 1 AMP MAKE - L&T/SCHNEIDER | PER PACKET |  | 20 | 0
337 | MMSSKM | NS | 2023 | ENGG - 2070 | GLASS FUSE SIZE- 2 AMP MAKE - L&T/SCHNEIDER | PER PACKET |  | 1 | 0
338 | MMSSKM | NS | 2023 | ENGG - 2071 | GLASS FUSE SIZE- 4 AMP MAKE - L&T/SCHNEIDER | PER PACKET |  | 1 | 0
339 | MMSSKM | NS | 2023 | ENGG - 2072 | GLASS FUSE SIZE- 6 AMP MAKE - L&T/SCHNEIDER | PER PACKET |  | 1 | 0
340 | MMSSKM | NS | 2023 | ENGG - 2073 | GLASS FUSE SIZE- AMP MAKE - L&T/SCHNEIDER | PER PACKET |  | 1 | 0
341 | MMSSKM | NS | 2023 | ENGG - 2074 | SINGLE CORE H.T. XLPE CABLE HEAT SHRINK TYPE JOINT KIT INDOOR TYPE CABLE SIZE- 630SQ MM, KIT NO- IXSW 3151, MAKE - RAYCHEM RPG | NO |  | 1 | 0
342 | MMSSKM | NS | 2023 | ENGG - 2075 | THREE CORE H.T. XLPE CABLE HEAT SHRINK TYPE JOINT KIT INDOOR TYPE CABLE SIZE- 3 X 185 SQ MM, NO- HVT 3111, MAKE - RAYCHEM RPG | NO |  | 1 | 0
343 | MMSSKM | NS | 2023 | ENGG - 2076 | H.T. INSULATION NON HEAT NON HEAT SHRINK TPAE 11 KV WIDTH 25 MM MAKE - RAYCHEM RPG | Roll |  | 6 | 0
344 | MMSSKM | NS | 2023 | ENGG - 2077 | LIMIT CUT OFF SWITCH 16AMP, KIRLOSKAR ELECTRIC VCB TYPE - C500, 1250A MAKE - KIRLOSKAR ELECTRIC | NO |  | 2 | 0
345 | MMSSKM | NS | 2023 | ENGG - 2078 | T.N.C SWITCH, TYPE- BCA02P006K144, 25A, MAKE - KAYCEE | NO |  | 4 | 0
346 | MMSSKM | NS | 2023 | ENGG - 2079 | AIR BLOWER DETAIL- ITEM DIMENSION- 240MM X 180 MM X 180 MM, POWER CUNSMPTION- 550WT , VOLT - 230 AC, RPM- 14000. MAKE - HAVELLS | NO |  | 2 | 0
347 | MMSSKM | NS | 2023 | ENGG - 2080 | SDCS FIELD CARD FIX-4A, FOR MILL DRIVE MAKE - ABB/DANFOSS/MITSUBISHI | NO |  | 1 | 0
348 | MMSSKM | NS | 2023 | ENGG - 2081 | SDCS DSL CARD (COMMUNICATION) FOR MILL DRIVE MAKE - ABB/DANFOSS/MITSUBISHI | NO |  | 4 | 0
349 | MMSSKM | NS | 2023 | ENGG - 2082 | SDCS CARD - 51 FOR MILL DRIVE MAKE - ABB/DANFOSS/MITSUBISHI | NO |  | 2 | 0
350 | MMSSKM | NS | 2023 | ENGG - 2083 | SDCS CARD - 48 FOR MILL DRIVE MAKE - ABB/DANFOSS/MITSUBISHI | NO |  | 1 | 0
351 | MMSSKM | NS | 2023 | ENGG - 2084 | SDCS POWER CARD FOR MILL DRIVE MAKE - ABB/DANFOSS/MITSUBISHI | NO |  | 2 | 0
352 | MMSSKM | NS | 2023 | ENGG - 2085 | ABB SHOFT STARTER THYRISTOR FOR PSTB 370 MAKE - ABB/DANFOSS/MITSUBISHI | NO |  | 12 | 0
353 | MMSSKM | NS | 2023 | ENGG - 2086 | RMBA-01 MUD BUS FOR C/F DRIVE MAKE - ABB/DANFOSS/MITSUBISHI | NO |  | 2 | 0
354 | MMSSKM | NS | 2023 | ENGG - 2087 | CDP-DCS-800 FPR C/F MAKE - ABB/DANFOSS/MITSUBISHI | NO |  | 2 | 0
355 | MMSSKM | NS | 2023 | ENGG - 2088 | OFC CABLE ACS 800 MAKE - ABB/DANFOSS/MITSUBISHI | NO |  | 1 | 0
356 | MMSSKM | NS | 2023 | ENGG - 2089 | CON-2 CARD FOR C/F DRIVE MAKE - ABB/DANFOSS/MITSUBISHI | NO |  | 3 | 0
357 | MMSSKM | NS | 2023 | ENGG - 2090 | CHARGING RESISTANCE FOR C/F DRIVE MAKE - ABB/DANFOSS/MITSUBISHI | NO |  | 2 | 0
358 | MMSSKM | NS | 2023 | ENGG - 2091 | THERMISTER FOR C/F DRIVE MAKE - ABB/DANFOSS/MITSUBISHI | NO |  | 1 | 0
359 | MMSSKM | NS | 2023 | ENGG - 2092 | PLC CPU- PM554-ETH MAKE - ABB/DANFOSS/MITSUBISHI | NO |  | 1 | 0
360 | MMSSKM | NS | 2023 | ENGG - 2093 | PLC MODULE DX 561 MAKE - ABB/DANFOSS/MITSUBISHI | SET |  | 1 | 0
361 | MMSSKM | NS | 2023 | ENGG - 2094 | CDP CABLE DCS 800-SO2-0520-05 MAKE - ABB/DANFOSS/MITSUBISHI | NO |  | 2 | 0
362 | MMSSKM | NS | 2023 | ENGG - 2095 | HMI-CP-405 MAKE - ABB/DANFOSS/MITSUBISHI | NO |  | 1 | 0
363 | MMSSKM | NS | 2023 | ENGG - 2096 | THYRISTOR SKKT 3.30/16E FOR DCS 800-SO2-0520-05 MAKE - ABB/DANFOSS/MITSUBISHI | NO |  | 1 | 0
364 | MMSSKM | NS | 2023 | ENGG - 2097 | CONTROL CARD CON-4 FOR MILL & C/F DRIVE MAKE - ABB/DANFOSS/MITSUBISHI | NO |  | 1 | 0
365 | MMSSKM | NS | 2023 | ENGG - 2098 | POWER CARD PIN-4 FOR C/F DRIVE MAKE - ABB/DANFOSS/MITSUBISHI | NO |  | 1 | 0
366 | MMSSKM | NS | 2023 | ENGG - 2099 | AINT- 02C CARD FOR VFD MAKE - ABB/DANFOSS/MITSUBISHI | NO |  | 1 | 0
367 | MMSSKM | NS | 2023 | ENGG - 2100 | C.T. LF 505-5/5P13 FOR VFD MAKE - ABB/DANFOSS/MITSUBISHI | NO |  | 1 | 0
368 | MMSSKM | NS | 2023 | ENGG - 2101 | RINT CARD 5611 C FOR VFD MAKE - ABB/DANFOSS/MITSUBISHI | NO |  | 1 | 0
369 | MMSSKM | NS | 2023 | ENGG - 2102 | RMIO CARD FOR VFD MAKE - ABB/DANFOSS/MITSUBISHI | NO |  | 2 | 0
370 | MMSSKM | NS | 2023 | ENGG - 2103 | ABB TIMER MODEL-CT-AHE OFF DELAY WITH AUX SUPPLY TIME RELAY, RANGE 3 SEC- 30 SEC, A1/A2 - 220-230V AC, AIN2 CONTROL CONTACTS. MAKE - ABB/DANFOSS/MITSUBISHI | NO |  | 2 | 0
371 | MMSSKM | NS | 2023 | ENGG - 2104 | OMRON RELAY 8 CHANNEL 24V DC MAKE - OMRON | NO |  | 2 | 0
372 | MMSSKM | NS | 2023 | ENGG - 2105 | PLA RELAY PARAMOUNT 230V AC MAKE - PARAMOUNT | NO |  | 10 | 0
373 | MMSSKM | NS | 2023 | ENGG - 2106 | VGA CABLE MALE CONNECTED PLC TO HMI CABLE LENGTH - 2 MTR FOR R.O. PLC PANEL MAKE - ABB/DANFOSS/MITSUBISHI | NO |  | 1 | 0
374 | MMSSKM | NS | 2023 | ENGG - 2107 | RIBBON CABLE IGBT TO AINT CARD ACS 800 VFD MAKE - ABB/DANFOSS/MITSUBISHI | SET |  | 1 | 0
375 | MMSSKM | NS | 2023 | ENGG - 2108 | RIBBON CABLE IGBT FOR DCS 800 MILL DRIVE MAKE - ABB/DANFOSS/MITSUBISHI | SET |  | 1 | 0
376 | MMSSKM | NS | 2023 | ENGG - 2109 | RIBBON CABLE FOR DCS 800 C/F DRIVE MAKE - ABB/DANFOSS/MITSUBISHI | SET |  | 1 | 0
377 | MMSSKM | NS | 2023 | ENGG - 2110 | TIMER BLOCK FOR A9---75 TP401A 0.1-40 SEC. MAKE - ABB/DANFOSS/MITSUBISHI | NO |  | 2 | 0
378 | MMSSKM | NS | 2023 | ENGG - 2111 | ACFC PLC SYSTEM RE-WIRING ALL PANEL INCLUDING ALL PROGRAMMING WORK, MAKE- ABB MAKE - ABB/DANFOSS/MITSUBISHI | NO |  | 1 | 0
379 | MMSSKM | NS | 2023 | ENGG - 2112 | ACFC DCS SERIES 800 M CONTROLLER INCLUDING PROGRAMMING, MAKE- ABB MAKE - ABB/DANFOSS/MITSUBISHI | NO |  | 1 | 0
380 | MMSSKM | NS | 2023 | ENGG - 2113 | DCS 800M DCS-ABB IO'S HARDWARE FOR - AI-40, AO-24, DI-48, DO-24, MAKE- ABB MAKE - ABB/DANFOSS/MITSUBISHI | SET |  | 1 | 0
381 | MMSSKM | NS | 2023 | ENGG - 2114 | VFD (VARIABLE FREQUENCY DRIVE) 55 KW, MAKE- ABB MAKE - ABB/DANFOSS/MITSUBISHI | NO |  | 1 | 0
382 | MMSSKM | NS | 2023 | ENGG - 2115 | AMMETER SELECTOR SWITCH 6A-16A , MAKE- L&T MAKE - L&T/SCHNEIDER | NO |  | 12 | 0
383 | MMSSKM | NS | 2023 | ENGG - 2116 | VOLTMETER SELECTOR SWITCH 6A-16A , MAKE- L&T MAKE - L&T/SCHNEIDER | NO |  | 12 | 0
384 | MMSSKM | NS | 2023 | ENGG - 2117 | ROOM HEATER ELEMENT 2000W | NO |  | 50 | 0
385 | MMSSKM | NS | 2023 | ENGG - 2118 | SIGNAL ISOLATOR INPUT- 0-20 MA, OUTPUTP 0-10 V DC, DUAL CHANNEL MAKE - MASIBUS/ELECTROMED/JNA/NORWAY | NO |  | 1 | 0
386 | MMSSKM | NS | 2023 | ENGG - 2119 | SMPS- POWER SUPPLY- INPUT-AC- 230V, OUTPUT- DC-24V, 24V DC- 5A MAKE - V-GUARD/OMRON/ MICROTECH/AEC | NO |  | 2 | 0
387 | MMSSKM | NS | 2023 | ENGG - 2120 | SMPS- POWER SUPPLY- INPUT-AC- 230V, OUTPUT- DC-24V, 24V DC- 2.5A MAKE - V-GUARD/OMRON/ MICROTECH/AEC | NO |  | 2 | 0
388 | MMSSKM | NS | 2023 | ENGG - 2121 | SMPS- POWER SUPPLY- INPUT-AC- 230V, OUTPUT- DC-24V, 24V DC- 1A MAKE - V-GUARD/OMRON/ MICROTECH/AEC | NO |  | 2 | 0
389 | MMSSKM | NS | 2023 | ENGG - 2122 | ELECTRO PNEUMATIC POSITIONERS SIGNAL- 4-20MA, INPUT SIGNAL- 4-20MA, MAKE - SIEMENS/MITSUBISHI | NO |  | 2 | 0
390 | MMSSKM | NS | 2023 | ENGG - 2123 | SMART POSITIONERS INPUT SIGNAL- 4-20MA, MAKE - SIEMENS/MITSUBISHI | NO |  | 1 | 0
391 | MMSSKM | NS | 2023 | ENGG - 2124 | RPM INDICATOR RPM RANGE- 0-1500 RPM, INPUT 4-20 MA. MAKE - MASIBUS/NORWAY | NO |  | 1 | 0
392 | MMSSKM | NS | 2023 | ENGG - 2125 | RPM INDICATOR RPM RANGE- 0-1200 RPM, INPUT 4-20 MA. MAKE - MASIBUS/NORWAY | NO |  | 1 | 0
393 | MMSSKM | NS | 2023 | ENGG - 2126 | SIGNAL ISOLATOR FOR FIBRIZOR MOTOR CT , INPUT-0-5V AC, OUTPUT- 4-20 MA. MAKE - MASIBUS/NORWAY | NO |  | 1 | 0
394 | MMSSKM | NS | 2023 | ENGG - 2127 | PRESSURE SWITCH RANGE- 0-10 BAR MAKE - DANFOSS/NORWAY | NO |  | 1 | 0
395 | MMSSKM | NS | 2023 | ENGG - 2128 | PRESSURE SWITCH RANGE- 0-100 PSI MAKE - DANFOSS/NORWAY | NO |  | 1 | 0
396 | MMSSKM | NS | 2023 | ENGG - 2129 | DRAFT GAUGE FITTING ON FORBES MARSHALL PANNEL OF BOILER GAUGE DIMENSION - 160 X 45 MM, CONNECTOR SIZE- 1/4 INCH, RANGE VACCUM GAUGE - 0-200 MMWC MAKE - FORBES MARSHALL | NO |  | 1 | 0
397 | MMSSKM | NS | 2023 | ENGG - 2130 | DRAFT GAUGE FITTING ON FORBES MARSHALL PANNEL OF BOILER GAUGE DIMENSION - 160 X 45 MM, CONNECTOR SIZE- 1/4 INCH, RANGE VACCUM GAUGE - 0-350 MMWC MAKE - FORBES MARSHALL | NO |  | 1 | 0
398 | MMSSKM | NS | 2023 | ENGG - 2131 | DRAFT GAUGE FITTING ON FORBES MARSHALL PANNEL OF BOILER GAUGE DIMENSION - 160 X 45 MM, CONNECTOR SIZE- 1/4 INCH, RANGE VACCUM GAUGE - 0-250 MMWC MAKE - FORBES MARSHALL | NO |  | 1 | 0
399 | MMSSKM | NS | 2023 | ENGG - 2132 | DRAFT GAUGE FITTING ON FORBES MARSHALL PANNEL OF BOILER GAUGE DIMENSION - 160 X 45 MM, CONNECTOR SIZE- 1/4 INCH, RANGE VACCUM GAUGE - 0- 150 MMWC MAKE - FORBES MARSHALL | NO |  | 1 | 0
400 | MMSSKM | NS | 2023 | ENGG - 2133 | DRAFT GAUGE FITTING ON FORBES MARSHALL PANNEL OF BOILER GAUGE DIMENSION - 160 X 45 MM, CONNECTOR SIZE- 1/4 INCH, RANGE PRESSURE GAUGE - 0- 350 MMWC MAKE - FORBES MARSHALL | NO |  | 1 | 0
401 | MMSSKM | NS | 2023 | ENGG - 2134 | DIGITAL LEVEL INDICATOR, RANGE- 0-100, INPUT - 4-20 MA, POWER SUPPLY AC- 230 V, DIGIT SIZE- 4" MAKE - MASIBUS/NORWAY | NO |  | 1 | 0
402 | MMSSKM | NS | 2023 | ENGG - 2135 | DIGITAL INDICATOR MODEL- 408M, INPUT- 4-20MA MV, 0-10 VDC, 0-5 VDC MAKE - MASIBUS/NORWAY | NO |  | 1 | 0
403 | MMSSKM | NS | 2023 | ENGG - 2136 | F-1271, STYLE-NA-710, DRAWING NO. RM40120-00REV-01, ITEM CODE NO. IN 402234,SIZE-127X114X13MM, MAKE - G. D. JONES&CO. KOLKOTA | NO |  | 4 | 0
404 | MMSSKM | NS | 2023 | ENGG - 2137 | F-1393, REF.NO. F-1393/14012015 STYLE-NA-710, DRAWING NO. RM401/1-00 REV-01, MATERIAL CODE NO. IN 402238, SIZE-103X88X11MM, MAKE - G. D. JONES&CO. KOLKOTA | NO |  | 4 | 0
405 | MMSSKM | NS | 2023 | ENGG - 2138 | CIRCLIP (OUTSIDE) SIZE ID-12MM, THICKNESS-1MM | NO |  | 20 | 0
406 | MMSSKM | NS | 2023 | ENGG - 2139 | CIRCLIP (OUTSIDE) SIZE ID-24 MM, THICKNESS-1MM | NO |  | 20 | 0
407 | MMSSKM | NS | 2023 | ENGG - 2140 | PNUMATIC CONTROL VALVE "FOR CENTRIFUGAL MACHINE, MODEL- 065 DA. (WITH COMPLETE SET OF ACCUTATOR AND ITS VALVE MAKE - STOFFERD/NORWAY | SET |  | 3 | 0
408 | MMSSKM | NS | 2023 | ENGG - 2141 | S.S. REDUCER CONNECTOR FROM FEMALE 1/4'' TO 1/2'' MALE | NO |  | 7 | 0
409 | MMSSKM | NS | 2023 | ENGG - 2142 | S.S. REDUCER CONNECTOR FROM FEMALE 1/2'' TO 1/4'' MALE | NO |  | 8 | 0
410 | MMSSKM | NS | 2023 | ENGG - 2143 | S.S. REDUCER CONNECTOR FROM FEMALE 3/8'' TO 1/2'' MALE | NO |  | 8 | 0
411 | MMSSKM | NS | 2023 | ENGG - 2144 | S.S. REDUCER CONNECTOR FROM FEMALE 1/2'' TO 3/8'' MALE | NO |  | 10 | 0
412 | MMSSKM | NS | 2023 | ENGG - 2145 | S.S. REDUCER CONNECTOR FROM FEMALE 1 TO 1/2'' MALE | NO |  | 7 | 0
413 | MMSSKM | NS | 2023 | ENGG - 2146 | S.S. REDUCER CONNECTOR FROM FEMALE 1/2'' TO 1'' MALE | NO |  | 8 | 0
414 | MMSSKM | NS | 2023 | ENGG - 2147 | ROSEMOUNT DP TRANSMITTER S.N. 00416363,MAXWP 3626PSI/250 BAR,CALL 0TO 1200MMH2O MAKE - ROSEMOUNT/NORWAY | NO |  | 2 | 0
415 | MMSSKM | NS | 2023 | ENGG - 2148 | ROSEMOUNT DP TRANSMITTER,MAXWP 2000PSI,CALL 0 TO 450 MMH2O MAKE - ROSEMOUNT | NO |  | 1 | 0
416 | MMSSKM | NS | 2023 | ENGG - 2149 | ROSEMOUNT DP TRANSMITTER CALL 0 TO 106 BAR MAX WP 4000PSI MAKE - ROSEMOUNT | NO |  | 1 | 0
417 | MMSSKM | NS | 2023 | ENGG - 2150 | ROSEMOUNT DP TRANSMITTER 1151 CALL 0 TO 3810 MMH2O MAKE - ROSEMOUNT | NO |  | 1 | 0
418 | MMSSKM | NS | 2023 | ENGG - 2151 | VACCUME ANALOG GAUGE CALIBRATOR MAKE - TECHNO | NO |  | 1 | 0
419 | MMSSKM | NS | 2023 | ENGG - 2152 | TEMPERATURE ANALOG GAUGE CALIBRATOR MAKE - TECHNO | NO |  | 1 | 0
420 | MMSSKM | NS | 2023 | ENGG - 2153 | CIRMPING TOOL MAKE - TAPARIA | NO |  | 1 | 0
421 | MMSSKM | NS | 2023 | ENGG - 2154 | HOSETMART PNEUMATIC CONNECTOR 8MM *1/8'' BSP MALE THRED FLOW SPEED VALVE PUSH TYPE PIPE FITTING MAKE - HOSETMART | NO |  | 20 | 0
422 | MMSSKM | NS | 2023 | ENGG - 2155 | SCREW DRIVER SET (SMALLEST) SIZE- HAVING ATTEST 24 NOS OF DIFFERENT CONNECTION, MAKE- TAPARIA MAKE - TAPARIA/EVEREST | SET |  | 2 | 0
423 | MMSSKM | NS | 2023 | ENGG - 2156 | 50 KG SUGAR BAGGING MCHINE S.S. PLATE FEEDER COMPLETE SET (SHUTTER) | SET |  | 2 | 0
424 | MMSSKM | NS | 2023 | ENGG - 2157 | DONNELLY CHUTE LEVEL TRANSMITTER & SENSOR COMPLETE SET MAKE - HONEYWELL/MITSHUBISHI | SET |  | 4 | 0
425 | MMSSKM | NS | 2023 | ENGG - 2158 | KENSTAR AIR COOLER TRUBOCOOL DX, WATER CAPACITY- 40 LITTER ,COLOR- WHITE, WITH 1 FEET HEIGHT STAND MAKE - KENSTAR/BAJAJ/IFB/SIMFANY | NO |  | 10 | 0
426 | MMSSKM | NS | 2023 | ENGG - 2159 | PISTAL DRILL MACHINE BOSCH GBH 2-18E ROTARY HAMMER DRILL(CHUCK-18 MM,550WATT) MAKE - BOSCH | NO |  | 1 | 0
427 | MMSSKM | NS | 2023 | ENGG - 2160 | L.T. POWER CABLE ALLUMINIUM CONDUCTOR AMOURED GRADE- 1.1 KV PVC INSULATED. ALLUMINIUM CABLE . 3.5C X 300 MM2 MAKE- HAVELLS/FINOLEX/RR KABLES MAKE - HAVELLS/FINOLEX/RR KABLES | meter |  | 200 | 0
428 | MMSSKM | NS | 2023 | ENGG - 2161 | SINGLE CORE H.T. XLPE CABLE HEAT SHRINK TYPE JOINT KIT INDOOR TYPE CABLE SIZE- 630SQ MM, KIT NO- IXSW 3151, MAKE- RAYCHEM RPG./PAE MAKE - RAYCHEM RPG./PAE | NO |  | 6 | 0
429 | MMSSKM | NS | 2023 | ENGG - 2162 | THREE CORE H.T. XLPE CABLE HEAT SHRINK TYPE JOINT KIT INDOOR TYPE CABLE SIZE- 3 X 300 SQ MM, NO- HVT 3111, MAKE- RAYCHEM RPG./PAE MAKE - RAYCHEM RPG./PAE | NO |  | 12 | 0
430 | MMSSKM | NS | 2023 | ENGG - 2163 | CHANGE OVER SWITCH INCLUDING DOOR TYPE 1000 AMP. MAKE - HAVELLS / L&T / SCHNIDER MAKE - HAVELLS / L&T / SCHNIDER | NO |  | 2 | 0
431 | MMSSKM | NS | 2023 | ENGG - 2164 | G.I. PIPE 2" | meter |  | 100 | 0
432 | MMSSKM | NS | 2023 | ENGG - 2165 | COPPER PLATE 50X6MM | FT |  | 60 | 0
433 | MMSSKM | NS | 2023 | ENGG - 2166 | FIRE WOOD COKE | KG |  | 50 | 0
434 | MMSSKM | NS | 2023 | ENGG - 2167 | SALT | KG |  | 50 | 0
435 | MMSSKM | NS | 2023 | ENGG - 2168 | G.I. EARTHING PLATE 50X6 MM | meter |  | 200 | 0
436 | MMSSKM | NS | 2023 | ENGG - 2169 | WALL FAN MAKE - BAJAJ/HAVELLS | NO |  | 10 | 0
437 | MMSSKM | NS | 2023 | ENGG - 2170 | DESKTOP COMPUTER SET WITH LED SREEN 24 '',UPS,CPU ETC. MAKE - INTEL/HP/DELL | SET |  | 5 | 0
438 | MMSSKM | NS | 2023 | ENGG - 2171 | COMPUTER TABLE SIZE- 5'X2.5' FEET | NO |  | 5 | 0
439 | MMSSKM | NS | 2023 | ENGG - 2172 | REWALVING CHAIR | NO |  | 15 | 0
440 | MMSSKM | NS | 2023 | ENGG - 2173 | PRINTER MACHINE RICOH IM 2702 MULTI FUNCTION MAKE - RICOH | NO |  | 2 | 0
441 | MMSSKM | NS | 2023 | ENGG - 2174 | STEEL ALMIRAH 6.5'X4' FEET | NO |  | 5 | 0
442 | MMSSKM | NS | 2023 | ENGG - 2175 | NYLON CABLE TIE ZIP WIRE SIZE 2” MAKE - STANDER COMPONY | pack |  | 3 | 0
443 | MMSSKM | NS | 2023 | ENGG - 2176 | LUG FOR FLEXIBLE WIRE FERRULES TERMINAL KIT SIZE 0.5MM MAKE - STANDER COMPONY | pack |  | 2 | 0
444 | MMSSKM | NS | 2023 | ENGG - 2177 | LUG FOR FLEXIBLE WIRE FERRULES TERMINAL KIT SIZE 1MM MAKE - STANDER COMPONY | pack |  | 2 | 0
445 | MMSSKM | NS | 2023 | ENGG - 2178 | LUG FOR FLEXIBLE WIRE FERRULES TERMINAL KIT SIZE 1.5MM MAKE - STANDER COMPONY | pack |  | 2 | 0
446 | MMSSKM | NS | 2023 | ENGG - 2179 | D- SPANNER SET ( IN-MM) FULL RANGE MAKE - TAPARIA./STANLEY | SET |  | 1 | 0
447 | MMSSKM | NS | 2023 | ENGG - 2180 | TESTER LINE( SMALL SIZE ) MAKE - TAPARIA | NO |  | 4 | 0
448 | MMSSKM | NS | 2023 | ENGG - 2181 | PLAIR SIZE 6” MAKE - TAPARIA/STENLEY | NO |  | 3 | 0
449 | MMSSKM | NS | 2023 | ENGG - 2182 | NOSE PLIER , SIZE – 6”inch MAKE - TAPARIA/STENLEY | NO |  | 3 | 0
450 | MMSSKM | NS | 2023 | ENGG - 2183 | PENTING BRUSH 1/2" MAKE - STANDER COMPONY | NO |  | 3 | 0
451 | MMSSKM | NS | 2023 | ENGG - 2184 | PENTING BRUSH 1" MAKE - STANDER COMPONY | NO |  | 3 | 0
452 | MMSSKM | NS | 2023 | ENGG - 2185 | EMERY PAPER FINE NO.-600 MAKE - STANDER COMPONY | NO |  | 20 | 0
453 | MMSSKM | NS | 2023 | ENGG - 2186 | SCREW DRIVER T-20 MAKE - TAPARIA | NO |  | 3 | 0
454 | MMSSKM | NS | 2023 | ENGG - 2187 | CABLE TRAY GI GALVANIZED COATING PERFORMTED SIZE 1" MAKE - STANDER COMPNY | length |  | 20 | 0
455 | MMSSKM | NS | 2023 | ENGG - 2188 | CABLE TRAY GI GALVANIZED COATING PERFORMTED SIZE 2" MAKE - STANDER COMPNY | length |  | 15 | 0
456 | MMSSKM | NS | 2023 | ENGG - 2189 | UTILITI NIFE MAKE - TAPARIA | NO |  | 5 | 0
457 | MMSSKM | NS | 2023 | ENGG - 2190 | T.B. WITH ( CABLE CONNECTING ) ,SIZE 6MM -750V. MAKE - STANDER COMPNY | NO |  | 200 | 0
458 | MMSSKM | NS | 2023 | ENGG - 2191 | PVC MARKING SLEEVE DIAMETER: 3.5MM MAKE - STANDER COMPNY | meter |  | 10 | 0
459 | MMSSKM | NS | 2023 | ENGG - 2192 | ADJUSTABLE WRENCH SIZE-8'' MAKE - TAPARIA/STENLEY | NO |  | 2 | 0
460 | MMSSKM | NS | 2023 | ENGG - 2193 | ADJUSTABLE WRENCH SIZE-6'' MAKE - TAPARIA/STENLEY | NO |  | 2 | 0
461 | MMSSKM | NS | 2023 | ENGG - 2194 | ALLEN KEY HEX SET INCH MAKE - TAPARIA/STENLEY | SET |  | 1 | 0
462 | MMSSKM | NS | 2023 | ENGG - 2195 | ALLEN KEY SAE MAKE - TAPARIA/STENLEY | SET |  | 1 | 0
463 | MMSSKM | NS | 2023 | ENGG - 2196 | TAFLON TAPE SIZE ½’’ MAKE - STANDER COMPONY | NO |  | 1 | 0
464 | MMSSKM | NS | 2023 | ENGG - 2197 | PVC ELECTRIC TAP MAKE - STANDER COMPONY | NO |  | 1 | 0
465 | MMSSKM | NS | 2023 | ENGG - 2198 | PIDILITE WD-40 MULTIPURPOSE SPRAY,420ML RUST REMOVER,LUBRICANT MAKE - PIDILITE | NO |  | 5 | 0
466 | MMSSKM | NS | 2023 | ENGG - 2199 | PENDRIVE FOR SUGAR BAGGING PANEL 4GB PENDRIVE MAKE - SANDISC | NO |  | 3 | 0
467 | MMSSKM | NS | 2023 | ENGG - 2200 | SPIRAL 6MM MAKE - STANDER COMPONY | meter |  | 50 | 0
468 | MMSSKM | NS | 2023 | ENGG - 2201 | TIE BASE 25MM MAKE - STANDER COMPONY | NO |  | 100 | 0
469 | MMSSKM | NS | 2023 | ENGG - 2202 | Signal Cable,1.5mm2,armoured,Signal-100mtr | pack |  | 1 | 0
470 | MMSSKM | NS | 2023 | ENGG - 2203 | Signal Cable1.5mm2,armoured,Signal-100mtr | pack |  | 1 | 0
471 | MMSSKM | NS | 2023 | ENGG - 2204 | Signal Cable1.0mm2,armoured,Signal-100mtr | pack |  | 1 | 0
472 | MMSSKM | NS | 2023 | ENGG - 2205 | Signal Cable1.0mm2,armoured,Signal-100mtr | pack |  | 1 | 0
473 | MMSSKM | NS | 2023 | ENGG - 2206 | Control cable1.0mm2,armoured,Signal-100mtr | pack |  | 1 | 0
474 | MMSSKM | NS | 2023 | ENGG - 2207 | Cable Lugs & Glands Each size | pack |  | 1 | 0
475 | MMSSKM | NS | 2023 | ENGG - 2208 | G.I.Perforatef-Cable Tray ,50mm with bends and accessories as required - 100 mtr | pack |  | 1 | 0
476 | MMSSKM | NS | 2023 | ENGG - 2209 | G.I.Perforatef-Cable Tray ,100 mm with bends and accessories as required- 100 mtr | pack |  | 1 | 0
477 | MMSSKM | NS | 2023 | ENGG - 2210 | G.I.Perforatef-Cable Tray ,150 mm with bends and accessories as required- 100 mtr | pack |  | 1 | 0
478 | MMSSKM | NS | 2023 | ENGG - 2211 | G.I.Perforatef-Cable Tray ,300 mm with bends and accessories as required- 100 mtr | pack |  | 1 | 0
479 | MMSSKM | NS | 2023 | ENGG - 2212 | H.T. CABLE KIT INSULATION AND FITTING WORK SIZE 185 MM SQR 300 MM SQR 630 MM SQR | EACH |  | 4 | 0
480 | MMSSKM | NS | 2023 | ENGG - 2213 | NEW END SEAL COVER WITH GREASE PLATE OF FEED PUMP MOTOR 200 KW, 268 HP, MACHINE NO 295631260003 BEARING DE6317NDE6217 MAKE MARATHON | NO |  | 1 | 0
481 | MMSSKM | NS | 2023 | ENGG - 2214 | INDUSTRIAL INDOR LIGHTING LED FLOOD LIGHT 300 WATT MAKE HAVELLS/BAJAJ/SYSKA | EACH |  | 50 | 0
482 | MMSSKM | NS | 2023 | ENGG - 2215 | POWER MASTER TUBE EXPENDER WITH HANDLE & REICHET STRAIGHT MAKE - POWER MASTER | NO |  | 2 | 0
483 | MMSSKM | NS | 2023 | ENGG - 2216 | POWER MASTER TUBE EXPENDER WITH HANDLE & REICHET BELL MOUNTH MAKE - POWER MASTER | NO |  | 2 | 0
484 | MMSSKM | NS | 2023 | ENGG - 2217 | LATHE MACHINE-COMPLETE SET WITHY MOTOR AND FOUR JAW CHUCK- SIZE-6FIT BED WITH AUTO AND MANUAL OPERATIONAND WITH EXTRA THREE JAW CHUCK AND WITH STANDARD ASSOSSERIES Make - HMT, PATHAK, SOUND,WALIA | NO |  | 1 | 0
485 | MMSSKM | NS | 2023 | ENGG - 2218 | LATHE MACHINE-COMPLETE SET WITHY MOTOR AND FOUR JAW CHUCK- SIZE-10 FIT BED WITH AUTO AND MANUAL OPERATIONAND WITH EXTRA THREE JAW CHUCK AND WITH STANDARD ASSOSSERIES Make - HMT, PATHAK, SOUND,WALIA | NO |  | 1 | 0
486 | MMSSKM | NS | 2023 | ENGG - 2219 | POWER HACKSHAW, SIZE-12" Make - HMT, PATHAK, SOUND,WALIA | NO |  | 1 | 0
487 | MMSSKM | NS | 2023 | ENGG - 2220 | DRAWING DESIGN, LEYOUT AND CONSTRUCTION WORKS OF GARDEN AS PER GIVEN ESTIMATE, (TERMS & CONDITIONS. WORK EXPERIENCE OF GARDEN WORKS MANDETORY AND EXPERIENCE CERTIFICATE MUST BE ATTACHED IN TECHNICAL BID AND BEDDER SHOULD BE D CLASS CIVIL LICIENCE) | Package |  | 1 | 0
488 | MMSSKM | NS | 2023 | ENGG - 2221 | CEMENT BAG 50 KGS | NO |  | 200 | 0
489 | MMSSKM | NS | 2023 | ENGG - 2222 | GITTI/RORRY/STONE GRAVELES 10 TO 20 MM | cubic feet |  | 2000 | 0
490 | MMSSKM | NS | 2023 | ENGG - 2223 | STONE BOLDERS | cubic feet |  | 2000 | 0
491 | MMSSKM | NS | 2023 | ENGG - 2224 | RAINFORSMENT/SARIYA 8 TO 12 MM | meter |  | 10 | 0
492 | MMSSKM | NS | 2023 | ENGG - 2225 | RAINFORSMENT/SARIYA 16 TO 25 MM | meter |  | 10 | 0
493 | MMSSKM | NS | 2023 | ENGG - 2226 | SAIND / BALU | cubic feet |  | 2000 | 0
494 | MMSSKM | NS | 2023 | ENGG - 2227 | CONSTRUCTION OF SECURITY GAURD OFFICE IN MMSSK PRIMISES AS PER ATTACHED ESTIMATE | Package |  | 1 | 0
495 | MMSSKM | NS | 2023 | ENGG - 2228 | SERVICE OF INDUSTRIAL R.O. PLANT 25000LPH MAKE - ION EXCHANGE/MURCURY/OCEAN/AQUATECH | NO |  | 1 | 0
496 | MMSSKM | NS | 2023 | ENGG - 2229 | OLIVER SERVICING AND MAINTENANCE MAKE - MULTITECH/UTTAM/ | NO |  | 1 | 0
497 | MMSSKM | NS | 2023 | ENGG - 2230 | MILL LUBRICATION SYSTEM- REPAINRING AND MAINTENANCE/ SERVICE AND TRIAL | NO |  | 5 | 0
498 | MMSSKM | NS | 2023 | ENGG - 2231 | SERVICING, RAPAIRING AND MAINTENANCE OF SULPHURE FURNACE | NO |  | 4 | 0
499 | MMSSKM | NS | 2023 | ENGG - 2232 | SERVICING, REPAIR AND MAINTENANCE OF AIR COMPERESSOR | NO |  | 7 | 0
500 | MMSSKM | NS | 2023 | ENGG - 2233 | BAJAJ HIGH MAST 35 METER HIGHT COMPLETE LIGHTING ASSEMBLY PULL DOWN OPERATING MECHANISM SET RIGHT INCLUDING STEEL WIRE ROPE GEARBOX ETC. DISMENTLING AND RE ERECTION OF HIGH MAST BY CRANE,NUMBER OF 200 WATT LIGHT FITTING - 24 NOS EACH MAKE - BAJAJ/GOODLEX/SKG/JK POLE | NO |  | 6 | 0
501 | MMSSKM | NS | 2023 | ENGG - 2234 | PCC 02 MAIN BUSBAR MODIFICATION WORK INLCUDING BUS BAR BENDING , CUTTING & DRILLING AS PER REQUIREMENT ETC. | NO |  | 1 | 0
502 | MMSSKM | NS | 2023 | ENGG - 2235 | PCC 01 ,ACB 1600 AMP FITTING AND TRAIL BUSBAR MODIFICATION WORK INLCUDING BUS BAR BENDING , CUTTING & DRILLING AS PER REQUIREMENT ETC. | NO |  | 1 | 0
503 | MMSSKM | NS | 2023 | ENGG - 2236 | C/F MACHINE ,ACB 1600 AMP FITTING AND TRAIL BUSBAR MODIFICATION WORK INLCUDING BUS BAR BENDING , CUTTING & DRILLING AS PER REQUIREMENT ETC. | NO |  | 1 | 0
504 | MMSSKM | NS | 2023 | ENGG - 2237 | CLEANING AND WASHING OF COMPLETE MILL HOUSE FROM FIBRISER TO BAGASSE ELEVATOR AFTER COMPLETION OF CRUSHING SEASON | SET |  | 1 | 0
505 | MMSSKM | NS | 2023 | ENGG - 2238 | CHEVERON CUTTING OF MILL ROLLER | NO |  | 12 | 0
506 | MMSSKM | NS | 2023 | ENGG - 2239 | CLEANING, WASHING AND HYDRAULIC TESTING OF OIL COOLER OF MILLS. | NO |  | 8 | 0
507 | MMSSKM | NS | 2023 | ENGG - 2240 | CLEANING, WASHING AND HYDRAULIC TESTING OF OIL COOLER OF FIBRISER. | NO |  | 2 | 0
508 | MMSSKM | NS | 2023 | ENGG - 2241 | CLEANING, WASHING AND HYDRAULIC TESTING OF OIL COOLER OF TURBINE | NO |  | 2 | 0
509 | MMSSKM | NS | 2023 | ENGG - 2242 | INTERNAL & EXTERNAL CLEANING OF BOILER AREA AFTER CRUSING SEASON, | NO |  | 1 | 0
510 | MMSSKM | NS | 2023 | ENGG - 2243 | BALANCING OF CANE CHOPPER MAKE - CONSTANT DYNAMIC/UTTAM TECH | NO |  | 1 | 0
511 | MMSSKM | NS | 2023 | ENGG - 2244 | BALANCING OF CANE LEVELLER MAKE - CONSTANT DYNAMIC/UTTAM TECH | NO |  | 1 | 0
512 | MMSSKM | NS | 2023 | ENGG - 2245 | BALANCING OF FIBRIZER MAKE - CONSTANT DYNAMIC/UTTAM TECH | NO |  | 1 | 0
513 | MMSSKM | NS | 2023 | ENGG - 2246 | BALANCING OF I.D. FAN MAKE - CONSTANT DYNAMIC/UTTAM TECH | NO |  | 2 | 0
514 | MMSSKM | NS | 2023 | ENGG - 2247 | BALANCING OF F.D. FAN MAKE - CONSTANT DYNAMIC/UTTAM TECH | NO |  | 1 | 0
515 | MMSSKM | NS | 2023 | ENGG - 2248 | BALANCING OF S.A. FAN MAKE - CONSTANT DYNAMIC/UTTAM TECH | NO |  | 2 | 0
516 | MMSSKM | NS | 2023 | ENGG - 2249 | BALANCING OF BAGACILLO BLOWER FAN MAKE - CONSTANT DYNAMIC/UTTAM TECH | NO |  | 1 | 0
517 | MMSSKM | NS | 2023 | ENGG - 2250 | BALANCING OF HOT AIR BLOWER FAN MAKE - CONSTANT DYNAMIC/UTTAM TECH | NO |  | 1 | 0
518 | MMSSKM | NS | 2023 | ENGG - 2251 | BALANCING OF COLD AIR BLOWER FAN MAKE - CONSTANT DYNAMIC/UTTAM TECH | NO |  | 1 | 0
519 | MMSSKM | NS | 2023 | ENGG - 2252 | BALANCING OF DUST CATCHER BLOWER FAN MAKE - CONSTANT DYNAMIC/UTTAM TECH | NO |  | 1 | 0
520 | MMSSKM | NS | 2023 | ENGG - 2253 | BALANCING OF A- C/F MACHINE MAKE - CONSTANT DYNAMIC/UTTAM TECH | NO |  | 3 | 0
521 | MMSSKM | NS | 2023 | ENGG - 2254 | BALANCING OF B - C/F MACHINE MAKE - CONSTANT DYNAMIC/UTTAM TECH | NO |  | 3 | 0
522 | MMSSKM | NS | 2023 | ENGG - 2255 | BALANCING OF C C/F MACHINE MAKE - CONSTANT DYNAMIC/UTTAM TECH | NO |  | 3 | 0
523 | MMSSKM | NS | 2023 | ENGG - 2256 | BALANCING OF MILL DC MOTOR BLOWER FAN MAKE - CONSTANT DYNAMIC/UTTAM TECH | NO |  | 4 | 0
524 | MMSSKM | NS | 2023 | ENGG - 2257 | ULTRA SONIC TEST MILL ROLLERS SHAFT MAKE - CONSTANT DYNAMIC/UTTAM TECH | NO |  | 15 | 0
525 | MMSSKM | NS | 2023 | ENGG - 2258 | ULTRA SONIC TEST CANE CARRIER SHAFT MAKE - CONSTANT DYNAMIC/UTTAM TECH | NO |  | 2 | 0
526 | MMSSKM | NS | 2023 | ENGG - 2259 | ULTRA SONIC TEST FD + ID + SA FAN SHAFT MAKE - CONSTANT DYNAMIC/UTTAM TECH | NO |  | 5 | 0
527 | MMSSKM | NS | 2023 | ENGG - 2260 | ULTRA SONIC TEST OF UNDER FEED ROLLER SHAFT MAKE - CONSTANT DYNAMIC/UTTAM TECH | NO |  | 4 | 0
528 | MMSSKM | NS | 2023 | ENGG - 2261 | MPI TESTING OF FIBRIZER HUB MAKE - CONSTANT DYNAMIC/UTTAM TECH | NO |  | 1 | 0
529 | MMSSKM | NS | 2023 | ENGG - 2262 | MPI TESTING OF LEVELVER HUB MAKE - CONSTANT DYNAMIC/UTTAM TECH | NO |  | 1 | 0
530 | MMSSKM | NS | 2023 | ENGG - 2263 | MPI TESTING OF CUTTER HUB MAKE - CONSTANT DYNAMIC/UTTAM TECH | NO |  | 1 | 0
531 | MMSSKM | NS | 2023 | ENGG - 2264 | MPI TESTING OF CROWN PINION MAKE - CONSTANT DYNAMIC/UTTAM TECH | NO |  | 20 | 0
532 | MMSSKM | NS | 2023 | ENGG - 2265 | MPI TESTING OF MILL COUPLING MAKE - CONSTANT DYNAMIC/UTTAM TECH | NO |  | 8 | 0
533 | MMSSKM | NS | 2023 | ENGG - 2266 | MPI TESTING OF TRANSMISSION PINION & GEAR MAKE - CONSTANT DYNAMIC/UTTAM TECH | NO |  | 4 | 0
534 | MMSSKM | NS | 2023 | ENGG - 2267 | MPI TESTING OF MILL HEAD STOCK MAKE - CONSTANT DYNAMIC/UTTAM TECH | NO |  | 4 | 0
535 | MMSSKM | NS | 2023 | ENGG - 2268 | MPI TESTING OF MILL TAIL BAR MAKE - CONSTANT DYNAMIC/UTTAM TECH | NO |  | 4 | 0
536 | MMSSKM | NS | 2023 | ENGG - 2269 | ALL TYPE WELDING JOINT DP TESTING MAKE - CONSTANT DYNAMIC/UTTAM TECH RATE SHOULD PER JOINT | each |  | 1 | 0
537 | MMSSKM | NS | 2023 | ENGG - 2270 | BOILER & ECONOMISSOR, SUPER HEATER TUBE THICKNESS TESTING COMPLETE JOB - BOILER TUBE THICKNESS TESTING FROM APPROVED I.B.R AGENCY AS INDIAN BOILER ACT BOILER CAPACITY - 65 TON/LTR WORKING PRESSURE - 67 KG/CM2 HEATING SURFACE - 2872 M2 BOILER & ECONOMISSER THICKNESS TESTING MAKE - CONSTANT DYNAMIC/UTTAM TECH | SET |  | 1 | 0
538 | MMSSKM | NS | 2023 | ENGG - 2271 | THICNESS TESTING OF BOILER FEED TANK MAKE - CONSTANT DYNAMIC/UTTAM TECH | SET |  | 2 | 0
539 | MMSSKM | NS | 2023 | ENGG - 2272 | THICNESS TESTING OF PAN BODIES MAKE - CONSTANT DYNAMIC/UTTAM TECH | SET |  | 5 | 0
540 | MMSSKM | NS | 2023 | ENGG - 2273 | THICNESS TESTING OF QUAD BODY, SEMIKESTNER BODY ETC. MAKE - CONSTANT DYNAMIC/UTTAM TECH | SET |  | 7 | 0
541 | MMSSKM | NS | 2023 | ENGG - 2274 | THICNESS TESTING OF CLARIFIER BODY MAKE - CONSTANT DYNAMIC/UTTAM TECH | SET |  | 1 | 0
542 | MMSSKM | NS | 2023 | ENGG - 2275 | THICNESS TESTING OF INJECTION COMMON HEADER MAKE - CONSTANT DYNAMIC/UTTAM TECH | SET |  | 1 | 0
543 | MMSSKM | NS | 2023 | ENGG - 2276 | THICNESS TESTING OF B&C VACUM CRYSTLIZER MAKE - CONSTANT DYNAMIC/UTTAM TECH | SET |  | 3 | 0
544 | MMSSKM | NS | 2023 | ENGG - 2277 | THICNESS TESTING OF MOLLASES STORAGE TANK MAKE - CONSTANT DYNAMIC/UTTAM TECH | NO |  | 2 | 0
545 | MMSSKM | NS | 2023 | ENGG - 2278 | THICKNESS TESTING OF EXHAUST & VAPOUR PIPE LINE MAKE - CONSTANT DYNAMIC/UTTAM TECH | P.Point |  | 1 | 0
546 | MMSSKM | NS | 2023 | ENGG - 2279 | SERVICE OVERHOULING FOR FABRIZER MOTOR DETAIL- 3 PHASE SQ. SLIPRING INDUCTION H.T. MOTOR. KW/HP-500/670, VOLT - 11000, MAKE- CROMPTON GREAVES LTD. MAKE - CROMPTON GREAVES LTD. | NO |  | 2 | 0
547 | MMSSKM | NS | 2023 | ENGG - 2280 | SERVICE OVERHOULING FOR D.C. SHUNT MOTOR DETAIL- KW - 375, RPM- 1000-1200, FRAME 1L WC 355L, MAKE- INTEGRATED ELECTRIC CO. / MYSORE ENGINEERING ENTERPRISES MAKE - INTEGRATED ELECTRIC CO. | NO |  | 4 | 0
548 | MMSSKM | NS | 2023 | ENGG - 2281 | SERVICE OVERHOULING FOR D.C. SHUNT MOTOR DETAIL- KW - 160, RPM- 1000-1200, FRAME 1L WC 355L, RADIATOR TYPE- CACW, HEAT LOAD- 60 KW, MAKE- INTEGRATED ELECTRIC CO. / MYSORE ENGINEERING ENTERPRISES MAKE - INTEGRATED ELECTRIC CO. | NO |  | 3 | 0
549 | MMSSKM | NS | 2023 | ENGG - 2282 | MILL DRIVE DC SHUNT MOTOR 375 KW OVERHOULING SERVICING, VARNISHING, CUMMUTATOR, GROOVING & ASSMEBLING COMPLETE JOB.THROUGH AUTHORISED SERVICE ENGINEER. MAKE - INTEGRATED ELECTRIC CO. | NO |  | 4 | 0
550 | MMSSKM | NS | 2023 | ENGG - 2283 | CHECKING OF MILLS HYDRAULIC ACCUMULATOR CYLINDER AND FILLING OF GAS AS PER REQUIREMENT AFTER CHECKING (WITH TRIAL) MAKE - MALIK/HIGH FLOW | NO |  | 9 | 0
551 | MMSSKM | NS | 2023 | ENGG - 2284 | ANNUAL SERVICING COMPLETE RUNNING SEASON OF AIR COMPRESSOR MAKE I.R. MODEL - D-72IN-A NL (BOILER) COMPLETE MAINTENANCE. MAKE - IR | NO |  | 1 | 0
552 | MMSSKM | NS | 2023 | ENGG - 2285 | ANNUAL SERVICE COMPLETE RUNNING SEASON CONTRACT FOR KAY INTERNATIONAL AIR BLOWERS-B/H FOR SO2 FURNACE , CAP. -600 M3/HR, HP- 40, MODEL- SRO69, MAKE - KPT BLOWER | NO |  | 2 | 0
553 | MMSSKM | NS | 2023 | ENGG - 2286 | ANNUAL SERVICING COMPLETE RUNNING SEASON FOR I.R. MAKE AIR COMPRESSOR (BOILER) MODEL - 2545, WITH TRIAL MAKE - IR | NO |  | 1 | 0
554 | MMSSKM | NS | 2023 | ENGG - 2287 | ANNUAL SERVICING COMPLETE RUNNING SEASON FOR I.R. MAKE AIR COMPRESSOR (BOILER/CF) MODEL - 2340, WITH TRIAL MAKE - IR | NO |  | 3 | 0
555 | MMSSKM | NS | 2023 | ENGG - 2288 | ANNUAL SERVICING COMPLETE RUNNING SEASON FOR AIR COMPRESSOR (BLOWER/ETP) MODEL - 78, CAPACITY- 1200 M3/HR, WITH TRIAL. MAKE - EVEREST | NO |  | 1 | 0
556 | MMSSKM | NS | 2023 | ENGG - 2289 | ANNUAL SERVICING COMPLETE RUNNING SEASON FOR I.R. MAKE COMPRESSOR ETP MODEL - SS-3 ,WITH TRIAL MAKE - IR | NO |  | 1 | 0
557 | MMSSKM | NS | 2023 | ENGG - 2290 | ANNUAL SERVICING COMPLETE RUNNING SEASON OF AIR COMPRESSORS IR MAKE MODEL 7 X5 ESV/NL2 (C/F) WITH COMPLETE DISMANTLING AND REFITTING OF COMPRESSOR MAKE - IR | NO |  | 2 | 0
558 | MMSSKM | NS | 2023 | ENGG - 2291 | AMC FOR TROUBLE SHOOTING DURING SEASON FOR REPAIRING OF COMPRESSOR(ISI-30/NL PACKEGE/715/100PSI RATE SHOULD BE PER DAY BASIS MAKE - IR | NO |  | 1 | 0
559 | MMSSKM | NS | 2023 | ENGG - 2292 | WEIGHT BRIDGE MAINTENANCE & AMC FOR COMPLETE OFF SEASON & SEASON WITH TECHNICIAN. MAKE - JYOTI | NO |  | 3 | 0
560 | MMSSKM | NS | 2023 | ENGG - 2293 | ONLINE UPS POWER BANK 6 KVA (1 BOILER + 2 POWER HOUSE CONTROL PANEL WITH BATTERY) MAKE - EMERSON | NO |  | 3 | 0
561 | MMSSKM | NS | 2023 | ENGG - 2294 | ONLINE UPS POWER BANK 3 KVA, MODEL- GXT MT+3KLB (MILL HOUSE DCS WITH BATTERY) MAKE - EMERSON | NO |  | 1 | 0
562 | MMSSKM | NS | 2023 | ENGG - 2295 | AMC FOR SPLIT AC 4 TON | NO |  | 6 | 0
563 | MMSSKM | NS | 2023 | ENGG - 2296 | AMC FOR SPLIT AC 2 TON | NO |  | 1 | 0
564 | MMSSKM | NS | 2023 | ENGG - 2297 | AMC FOR SPLIT AC 1.5 TON | NO |  | 16 | 0
565 | MMSSKM | NS | 2023 | ENGG - 2298 | AMC FOR DUCT AC 5.5 TON | NO |  | 1 | 0
566 | MMSSKM | NS | 2023 | ENGG - 2299 | Sugar House Weighing System | NO |  | 3 | 0
567 | MMSSKM | NS | 2023 | ENGG - 2300 | 3 PHASE SQ. CAGE MOTOR REWINDING, REPAIRING AND MAINTENANCE, HP-0.5, RPM- 1450/1000, STATOR , INSULATION-B TERMS & CONDITIONS 1-SUPER ENAMIL COPPER WIRE MUST TO BE STANDARD QUALITY. 2- INSULATING PAPER TAPE & VARNISH (DR BACK) STANDARD QUALITY. 3- MOTOR TERMINAL LEAD MUST BE GLASS BRAIDED WIRE WITH PROPERLY GLASS TAPING & WINDING .4- OLD SCRAP MATERIAL REVINDER PROPERTY 5- MOTOR FINALIZE AFTER LOAD TRIAL . 6- MOTOR BEARING / BUSHESH REPLACEMENT PERIOR INSTRUCTION APPROVAL 7- ONE CRUSHING SEASON UNDER GUARANTEE/ WARANTEE MAKE - MERATHAN/SEIMENS/ABB | NO |  | 1 | 0
568 | MMSSKM | NS | 2023 | ENGG - 2301 | 3 PHASE SQ. CAGE MOTOR REWINDING, REPAIRING AND MAINTENANCE, HP-1.0-3, RPM- 1450/1000, STATOR, INSULATION- B. TERMS & CONDITIONS 1-SUPER ENAMIL COPPER WIRE MUST TO BE STANDARD QUALITY. 2- INSULATING PAPER TAPE & VARNISH (DR BACK) STANDARD QUALITY. 3- MOTOR TERMINAL LEAD MUST BE GLASS BRAIDED WIRE WITH PROPERLY GLASS TAPING & WINDING .4- OLD SCRAP MATERIAL REVINDER PROPERTY 5- MOTOR FINALIZE AFTER LOAD TRIAL . 6- MOTOR BEARING / BUSHESH REPLACEMENT PERIOR INSTRUCTION APPROVAL 7- ONE CRUSHING SEASON UNDER GUARANTEE/ WARANTEE MAKE - MERATHAN/SEIMENS/ABB | NO |  | 1 | 0
569 | MMSSKM | NS | 2023 | ENGG - 2302 | 3 PHASE SQ. CAGE MOTOR REWINDING, REPAIRING AND MAINTENANCE, HP-5-7.5, RPM- 1450/1000, STATOR, INSULATION- B. TERMS & CONDITIONS 1-SUPER ENAMIL COPPER WIRE MUST TO BE STANDARD QUALITY. 2- INSULATING PAPER TAPE & VARNISH (DR BACK) STANDARD QUALITY. 3- MOTOR TERMINAL LEAD MUST BE GLASS BRAIDED WIRE WITH PROPERLY GLASS TAPING & WINDING .4- OLD SCRAP MATERIAL REVINDER PROPERTY 5- MOTOR FINALIZE AFTER LOAD TRIAL . 6- MOTOR BEARING / BUSHESH REPLACEMENT PERIOR INSTRUCTION APPROVAL 7- ONE CRUSHING SEASON UNDER GUARANTEE/ WARANTEE MAKE - MERATHAN/SEIMENS/ABB | NO |  | 1 | 0
570 | MMSSKM | NS | 2023 | ENGG - 2303 | 3 PHASE SQ. CAGE MOTOR REWINDING, REPAIRING AND MAINTENANCE, HP-10-15, RPM- 1450/1000, STATOR, INSULATION- B. TERMS & CONDITIONS 1-SUPER ENAMIL COPPER WIRE MUST TO BE STANDARD QUALITY. 2- INSULATING PAPER TAPE & VARNISH (DR BACK) STANDARD QUALITY. 3- MOTOR TERMINAL LEAD MUST BE GLASS BRAIDED WIRE WITH PROPERLY GLASS TAPING & WINDING .4- OLD SCRAP MATERIAL REVINDER PROPERTY 5- MOTOR FINALIZE AFTER LOAD TRIAL . 6- MOTOR BEARING / BUSHESH REPLACEMENT PERIOR INSTRUCTION APPROVAL 7- ONE CRUSHING SEASON UNDER GUARANTEE/ WARANTEE MAKE - MERATHAN/SEIMENS/ABB | NO |  | 1 | 0
571 | MMSSKM | NS | 2023 | ENGG - 2304 | 3 PHASE SQ. CAGE MOTOR REWINDING, REPAIRING AND MAINTENANCE, HP-12.5, RPM-2900, STATOR, INSULATIO-B TERMS & CONDITIONS 1-SUPER ENAMIL COPPER WIRE MUST TO BE STANDARD QUALITY. 2- INSULATING PAPER TAPE & VARNISH (DR BACK) STANDARD QUALITY. 3- MOTOR TERMINAL LEAD MUST BE GLASS BRAIDED WIRE WITH PROPERLY GLASS TAPING & WINDING .4- OLD SCRAP MATERIAL REVINDER PROPERTY 5- MOTOR FINALIZE AFTER LOAD TRIAL . 6- MOTOR BEARING / BUSHESH REPLACEMENT PERIOR INSTRUCTION APPROVAL 7- ONE CRUSHING SEASON UNDER GUARANTEE/ WARANTEE MAKE - MERATHAN/SEIMENS/ABB | NO |  | 1 | 0
572 | MMSSKM | NS | 2023 | ENGG - 2305 | 3 PHASE SQ. CAGE MOTOR REWINDING, REPAIRING AND MAINTENANCE, HP-20, RPM- 1450/1000, STATOR, INSULATION-F TERMS & CONDITIONS 1-SUPER ENAMIL COPPER WIRE MUST TO BE STANDARD QUALITY. 2- INSULATING PAPER TAPE & VARNISH (DR BACK) STANDARD QUALITY. 3- MOTOR TERMINAL LEAD MUST BE GLASS BRAIDED WIRE WITH PROPERLY GLASS TAPING & WINDING .4- OLD SCRAP MATERIAL REVINDER PROPERTY 5- MOTOR FINALIZE AFTER LOAD TRIAL . 6- MOTOR BEARING / BUSHESH REPLACEMENT PERIOR INSTRUCTION APPROVAL 7- ONE CRUSHING SEASON UNDER GUARANTEE/ WARANTEE MAKE - MERATHAN/SEIMENS/ABB | NO |  | 1 | 0
573 | MMSSKM | NS | 2023 | ENGG - 2306 | 3 PHASE SQ. CAGE MOTOR REWINDING, REPAIRING AND MAINTENANCE, HP-25, RPM-1450/1000, STATOR, INSULATION-F. TERMS & CONDITIONS 1-SUPER ENAMIL COPPER WIRE MUST TO BE STANDARD QUALITY. 2- INSULATING PAPER TAPE & VARNISH (DR BACK) STANDARD QUALITY. 3- MOTOR TERMINAL LEAD MUST BE GLASS BRAIDED WIRE WITH PROPERLY GLASS TAPING & WINDING .4- OLD SCRAP MATERIAL REVINDER PROPERTY 5- MOTOR FINALIZE AFTER LOAD TRIAL . 6- MOTOR BEARING / BUSHESH REPLACEMENT PERIOR INSTRUCTION APPROVAL 7- ONE CRUSHING SEASON UNDER GUARANTEE/ WARANTEE MAKE - MERATHAN/SEIMENS/ABB | NO |  | 1 | 0
574 | MMSSKM | NS | 2023 | ENGG - 2307 | 3 PHASE SQ. CAGE MOTOR REWINDING, REPAIRING AND MAINTENANCE, HP-30,RPM-1450/1000, STATOR, INSULATION-F. TERMS & CONDITIONS 1-SUPER ENAMIL COPPER WIRE MUST TO BE STANDARD QUALITY. 2- INSULATING PAPER TAPE & VARNISH (DR BACK) STANDARD QUALITY. 3- MOTOR TERMINAL LEAD MUST BE GLASS BRAIDED WIRE WITH PROPERLY GLASS TAPING & WINDING .4- OLD SCRAP MATERIAL REVINDER PROPERTY 5- MOTOR FINALIZE AFTER LOAD TRIAL . 6- MOTOR BEARING / BUSHESH REPLACEMENT PERIOR INSTRUCTION APPROVAL 7- ONE CRUSHING SEASON UNDER GUARANTEE/ WARANTEE MAKE - MERATHAN/SEIMENS/ABB | NO |  | 1 | 0
575 | MMSSKM | NS | 2023 | ENGG - 2308 | 3 PHASE SQ. CAGE MOTOR REWINDING, REPAIRING AND MAINTENANCE, HP-40,RPM-1450/1000, STATOR, INSULATION-F. TERMS & CONDITIONS 1-SUPER ENAMIL COPPER WIRE MUST TO BE STANDARD QUALITY. 2- INSULATING PAPER TAPE & VARNISH (DR BACK) STANDARD QUALITY. 3- MOTOR TERMINAL LEAD MUST BE GLASS BRAIDED WIRE WITH PROPERLY GLASS TAPING & WINDING .4- OLD SCRAP MATERIAL REVINDER PROPERTY 5- MOTOR FINALIZE AFTER LOAD TRIAL . 6- MOTOR BEARING / BUSHESH REPLACEMENT PERIOR INSTRUCTION APPROVAL 7- ONE CRUSHING SEASON UNDER GUARANTEE/ WARANTEE MAKE - MERATHAN/SEIMENS/ABB | NO |  | 1 | 0
576 | MMSSKM | NS | 2023 | ENGG - 2309 | 3 PHASE SQ. CAGE MOTOR REWINDING, REPAIRING AND MAINTENANCE, HP-50, RPM-1450/1000, STATOR, INSULATION-F. TERMS & CONDITIONS 1-SUPER ENAMIL COPPER WIRE MUST TO BE STANDARD QUALITY. 2- INSULATING PAPER TAPE & VARNISH (DR BACK) STANDARD QUALITY. 3- MOTOR TERMINAL LEAD MUST BE GLASS BRAIDED WIRE WITH PROPERLY GLASS TAPING & WINDING .4- OLD SCRAP MATERIAL REVINDER PROPERTY 5- MOTOR FINALIZE AFTER LOAD TRIAL . 6- MOTOR BEARING / BUSHESH REPLACEMENT PERIOR INSTRUCTION APPROVAL 7- ONE CRUSHING SEASON UNDER GUARANTEE/ WARANTEE MAKE - MERATHAN/SEIMENS/ABB | NO |  | 1 | 0
577 | MMSSKM | NS | 2023 | ENGG - 2310 | 3 PHASE SQ. CAGE MOTOR REWINDING, REPAIRING AND MAINTENANCE, HP-60, RPM-1450/1000, STATOR, INSULATION-F. TERMS & CONDITIONS 1-SUPER ENAMIL COPPER WIRE MUST TO BE STANDARD QUALITY. 2- INSULATING PAPER TAPE & VARNISH (DR BACK) STANDARD QUALITY. 3- MOTOR TERMINAL LEAD MUST BE GLASS BRAIDED WIRE WITH PROPERLY GLASS TAPING & WINDING .4- OLD SCRAP MATERIAL REVINDER PROPERTY 5- MOTOR FINALIZE AFTER LOAD TRIAL . 6- MOTOR BEARING / BUSHESH REPLACEMENT PERIOR INSTRUCTION APPROVAL 7- ONE CRUSHING SEASON UNDER GUARANTEE/ WARANTEE MAKE - MERATHAN/SEIMENS/ABB | NO |  | 1 | 0
578 | MMSSKM | NS | 2023 | ENGG - 2311 | 3 PHASE SQ. CAGE MOTOR REWINDING, REPAIRING AND MAINTENANCE, HP-75, RPM-1450/1000, STATOR, INSULATION-F. TERMS & CONDITIONS 1-SUPER ENAMIL COPPER WIRE MUST TO BE STANDARD QUALITY. 2- INSULATING PAPER TAPE & VARNISH (DR BACK) STANDARD QUALITY. 3- MOTOR TERMINAL LEAD MUST BE GLASS BRAIDED WIRE WITH PROPERLY GLASS TAPING & WINDING .4- OLD SCRAP MATERIAL REVINDER PROPERTY 5- MOTOR FINALIZE AFTER LOAD TRIAL . 6- MOTOR BEARING / BUSHESH REPLACEMENT PERIOR INSTRUCTION APPROVAL 7- ONE CRUSHING SEASON UNDER GUARANTEE/ WARANTEE MAKE - MERATHAN/SEIMENS/ABB | NO |  | 1 | 0
579 | MMSSKM | NS | 2023 | ENGG - 2312 | 3 PHASE SQ. CAGE MOTOR REWINDING, REPAIRING AND MAINTENANCE, HP-100, RPM-1450/1000, STATOR, INSULATION-F. TERMS & CONDITIONS 1-SUPER ENAMIL COPPER WIRE MUST TO BE STANDARD QUALITY. 2- INSULATING PAPER TAPE & VARNISH (DR BACK) STANDARD QUALITY. 3- MOTOR TERMINAL LEAD MUST BE GLASS BRAIDED WIRE WITH PROPERLY GLASS TAPING & WINDING .4- OLD SCRAP MATERIAL REVINDER PROPERTY 5- MOTOR FINALIZE AFTER LOAD TRIAL . 6- MOTOR BEARING / BUSHESH REPLACEMENT PERIOR INSTRUCTION APPROVAL 7- ONE CRUSHING SEASON UNDER GUARANTEE/ WARANTEE MAKE - MERATHAN/SEIMENS/ABB | NO |  | 1 | 0
580 | MMSSKM | NS | 2023 | ENGG - 2313 | 3 PHASE SQ. CAGE MOTOR REWINDING, REPAIRING AND MAINTENANCE, HP-120, RPM-1450/1000, STATOR, INSULATION-F. TERMS & CONDITIONS 1-SUPER ENAMIL COPPER WIRE MUST TO BE STANDARD QUALITY. 2- INSULATING PAPER TAPE & VARNISH (DR BACK) STANDARD QUALITY. 3- MOTOR TERMINAL LEAD MUST BE GLASS BRAIDED WIRE WITH PROPERLY GLASS TAPING & WINDING .4- OLD SCRAP MATERIAL REVINDER PROPERTY 5- MOTOR FINALIZE AFTER LOAD TRIAL . 6- MOTOR BEARING / BUSHESH REPLACEMENT PERIOR INSTRUCTION APPROVAL 7- ONE CRUSHING SEASON UNDER GUARANTEE/ WARANTEE MAKE - MERATHAN/SEIMENS/ABB | NO |  | 1 | 0
581 | MMSSKM | NS | 2023 | ENGG - 2314 | 3 PHASE SQ. CAGE MOTOR REWINDING, REPAIRING AND MAINTENANCE, HP-150, RPM-1450/1000, STATOR, INSULATION-F. TERMS & CONDITIONS 1-SUPER ENAMIL COPPER WIRE MUST TO BE STANDARD QUALITY. 2- INSULATING PAPER TAPE & VARNISH (DR BACK) STANDARD QUALITY. 3- MOTOR TERMINAL LEAD MUST BE GLASS BRAIDED WIRE WITH PROPERLY GLASS TAPING & WINDING .4- OLD SCRAP MATERIAL REVINDER PROPERTY 5- MOTOR FINALIZE AFTER LOAD TRIAL . 6- MOTOR BEARING / BUSHESH REPLACEMENT PERIOR INSTRUCTION APPROVAL 7- ONE CRUSHING SEASON UNDER GUARANTEE/ WARANTEE MAKE - MERATHAN/SEIMENS/ABB | NO |  | 1 | 0
582 | MMSSKM | NS | 2023 | ENGG - 2315 | 3 PHASE SQ. CAGE MOTOR REWINDING, REPAIRING AND MAINTENANCE, HP-120, RPM-600, ROTOR, INSULATION-F. TERMS & CONDITIONS 1-SUPER ENAMIL COPPER WIRE MUST TO BE STANDARD QUALITY. 2- INSULATING PAPER TAPE & VARNISH (DR BACK) STANDARD QUALITY. 3- MOTOR TERMINAL LEAD MUST BE GLASS BRAIDED WIRE WITH PROPERLY GLASS TAPING & WINDING .4- OLD SCRAP MATERIAL REVINDER PROPERTY 5- MOTOR FINALIZE AFTER LOAD TRIAL . 6- MOTOR BEARING / BUSHESH REPLACEMENT PERIOR INSTRUCTION APPROVAL 7- ONE CRUSHING SEASON UNDER GUARANTEE/ WARANTEE MAKE - MERATHAN/SEIMENS/ABB | NO |  | 1 | 0
583 | MMSSKM | NS | 2023 | ENGG - 2316 | 3 PHASE SQ. CAGE MOTOR REWINDING, REPAIRING AND MAINTENANCE, HP-120, RPM-1000, ROTOR, INSULATION-F. TERMS & CONDITIONS 1-SUPER ENAMIL COPPER WIRE MUST TO BE STANDARD QUALITY. 2- INSULATING PAPER TAPE & VARNISH (DR BACK) STANDARD QUALITY. 3- MOTOR TERMINAL LEAD MUST BE GLASS BRAIDED WIRE WITH PROPERLY GLASS TAPING & WINDING .4- OLD SCRAP MATERIAL REVINDER PROPERTY 5- MOTOR FINALIZE AFTER LOAD TRIAL . 6- MOTOR BEARING / BUSHESH REPLACEMENT PERIOR INSTRUCTION APPROVAL 7- ONE CRUSHING SEASON UNDER GUARANTEE/ WARANTEE MAKE - MERATHAN/SEIMENS/ABB | NO |  | 1 | 0
584 | MMSSKM | NS | 2023 | ENGG - 2317 | 3 PHASE SQ. CAGE MOTOR REWINDING, REPAIRING AND MAINTENANCE, HP-200, RPM-738, STATOR, INSULATION-F TERMS & CONDITIONS 1-SUPER ENAMIL COPPER WIRE MUST TO BE STANDARD QUALITY. 2- INSULATING PAPER TAPE & VARNISH (DR BACK) STANDARD QUALITY. 3- MOTOR TERMINAL LEAD MUST BE GLASS BRAIDED WIRE WITH PROPERLY GLASS TAPING & WINDING .4- OLD SCRAP MATERIAL REVINDER PROPERTY 5- MOTOR FINALIZE AFTER LOAD TRIAL . 6- MOTOR BEARING / BUSHESH REPLACEMENT PERIOR INSTRUCTION APPROVAL 7- ONE CRUSHING SEASON UNDER GUARANTEE/ WARANTEE MAKE - MERATHAN/SEIMENS/ABB | NO |  | 1 | 0
585 | MMSSKM | NS | 2023 | ENGG - 2318 | 3 PHASE SQ. CAGE MOTOR REWINDING, REPAIRING AND MAINTENANCE, HP-268, RPM-2900, STATOR, INSULATION-F TERMS & CONDITIONS 1-SUPER ENAMIL COPPER WIRE MUST TO BE STANDARD QUALITY. 2- INSULATING PAPER TAPE & VARNISH (DR BACK) STANDARD QUALITY. 3- MOTOR TERMINAL LEAD MUST BE GLASS BRAIDED WIRE WITH PROPERLY GLASS TAPING & WINDING .4- OLD SCRAP MATERIAL REVINDER PROPERTY 5- MOTOR FINALIZE AFTER LOAD TRIAL . 6- MOTOR BEARING / BUSHESH REPLACEMENT PERIOR INSTRUCTION APPROVAL 7- ONE CRUSHING SEASON UNDER GUARANTEE/ WARANTEE MAKE - MERATHAN/SEIMENS/ABB | NO |  | 1 | 0
586 | MMSSKM | NS | 2023 | ENGG - 2319 | 3 PHASE SQ. CAGE MOTOR REWINDING, REPAIRING AND MAINTENANCE, HP-177, RPM-1000, STATOR, INSULATION -F TERMS & CONDITIONS 1-SUPER ENAMIL COPPER WIRE MUST TO BE STANDARD QUALITY. 2- INSULATING PAPER TAPE & VARNISH (DR BACK) STANDARD QUALITY. 3- MOTOR TERMINAL LEAD MUST BE GLASS BRAIDED WIRE WITH PROPERLY GLASS TAPING & WINDING .4- OLD SCRAP MATERIAL REVINDER PROPERTY 5- MOTOR FINALIZE AFTER LOAD TRIAL . 6- MOTOR BEARING / BUSHESH REPLACEMENT PERIOR INSTRUCTION APPROVAL 7- ONE CRUSHING SEASON UNDER GUARANTEE/ WARANTEE MAKE - MERATHAN/SEIMENS/ABB | NO |  | 1 | 0
587 | MMSSKM | NS | 2023 | ENGG - 2320 | 3 PHASE SQ. CAGE MOTOR REWINDING, REPAIRING AND MAINTENANCE, HP-177, RPM-1000, ROTOR, INSULATION-F TERMS & CONDITIONS 1-SUPER ENAMIL COPPER WIRE MUST TO BE STANDARD QUALITY. 2- INSULATING PAPER TAPE & VARNISH (DR BACK) STANDARD QUALITY. 3- MOTOR TERMINAL LEAD MUST BE GLASS BRAIDED WIRE WITH PROPERLY GLASS TAPING & WINDING .4- OLD SCRAP MATERIAL REVINDER PROPERTY 5- MOTOR FINALIZE AFTER LOAD TRIAL . 6- MOTOR BEARING / BUSHESH REPLACEMENT PERIOR INSTRUCTION APPROVAL 7- ONE CRUSHING SEASON UNDER GUARANTEE/ WARANTEE MAKE - MERATHAN/SEIMENS/ABB | NO |  | 1 | 0
588 | MMSSKM | NS | 2023 | ENGG - 2321 | MOTOR REWINDING, REPAIRING AND MAINTENANCE, HP- 0.5, (THRUSTOR MOTOR) TERMS & CONDITIONS 1-SUPER ENAMIL COPPER WIRE MUST TO BE STANDARD QUALITY. 2- INSULATING PAPER TAPE & VARNISH (DR BACK) STANDARD QUALITY. 3- MOTOR TERMINAL LEAD MUST BE GLASS BRAIDED WIRE WITH PROPERLY GLASS TAPING & WINDING .4- OLD SCRAP MATERIAL REVINDER PROPERTY 5- MOTOR FINALIZE AFTER LOAD TRIAL . 6- MOTOR BEARING / BUSHESH REPLACEMENT PERIOR INSTRUCTION APPROVAL 7- ONE CRUSHING SEASON UNDER GUARANTEE/ WARANTEE MAKE - MERATHAN/SEIMENS/ABB | NO |  | 1 | 0
589 | MMSSKM | NS | 2023 | ENGG - 2322 | CEILING FAN 48" TERMS & CONDITIONS 1-SUPER ENAMIL COPPER WIRE MUST TO BE STANDARD QUALITY. 2- INSULATING PAPER TAPE & VARNISH (DR BACK) STANDARD QUALITY. 3- MOTOR TERMINAL LEAD MUST BE GLASS BRAIDED WIRE WITH PROPERLY GLASS TAPING & WINDING .4- OLD SCRAP MATERIAL REVINDER PROPERTY 5- MOTOR FINALIZE AFTER LOAD TRIAL . 6- MOTOR BEARING / BUSHESH REPLACEMENT PERIOR INSTRUCTION APPROVAL 7- ONE CRUSHING SEASON UNDER GUARANTEE/ WARANTEE MAKE - MERATHAN/SEIMENS/ABB | NO |  | 1 | 0
590 | MMSSKM | NS | 2023 | ENGG - 2323 | EXHAUST FAN REWINDING, REPAIRING AND MAINTENANCE, 12" & 18'' RPM-900 TERMS & CONDITIONS 1-SUPER ENAMIL COPPER WIRE MUST TO BE STANDARD QUALITY. 2- INSULATING PAPER TAPE & VARNISH (DR BACK) STANDARD QUALITY. 3- MOTOR TERMINAL LEAD MUST BE GLASS BRAIDED WIRE WITH PROPERLY GLASS TAPING & WINDING .4- OLD SCRAP MATERIAL REVINDER PROPERTY 5- MOTOR FINALIZE AFTER LOAD TRIAL . 6- MOTOR BEARING / BUSHESH REPLACEMENT PERIOR INSTRUCTION APPROVAL 7- ONE CRUSHING SEASON UNDER GUARANTEE/ WARANTEE MAKE - MERATHAN/SEIMENS/ABB | NO |  | 1 | 0
591 | MMSSKM | NS | 2023 | ENGG - 2324 | SINGLE PHASE EXHAUST FAN 18" RPM-900 TERMS & CONDITIONS 1-SUPER ENAMIL COPPER WIRE MUST TO BE STANDARD QUALITY. 2- INSULATING PAPER TAPE & VARNISH (DR BACK) STANDARD QUALITY. 3- MOTOR TERMINAL LEAD MUST BE GLASS BRAIDED WIRE WITH PROPERLY GLASS TAPING & WINDING .4- OLD SCRAP MATERIAL REVINDER PROPERTY 5- MOTOR FINALIZE AFTER LOAD TRIAL . 6- MOTOR BEARING / BUSHESH REPLACEMENT PERIOR INSTRUCTION APPROVAL 7- ONE CRUSHING SEASON UNDER GUARANTEE/ WARANTEE MAKE - MERATHAN/SEIMENS/ABB | NO |  | 1 | 0
592 | MMSSKM | NS | 2023 | ENGG - 2325 | 3 PHASE EXHAUST FAN REWINDING, REPAIRING AND MAINTENANCE, 18" RPM-900 TERMS & CONDITIONS 1-SUPER ENAMIL COPPER WIRE MUST TO BE STANDARD QUALITY. 2- INSULATING PAPER TAPE & VARNISH (DR BACK) STANDARD QUALITY. 3- MOTOR TERMINAL LEAD MUST BE GLASS BRAIDED WIRE WITH PROPERLY GLASS TAPING & WINDING .4- OLD SCRAP MATERIAL REVINDER PROPERTY 5- MOTOR FINALIZE AFTER LOAD TRIAL . 6- MOTOR BEARING / BUSHESH REPLACEMENT PERIOR INSTRUCTION APPROVAL 7- ONE CRUSHING SEASON UNDER GUARANTEE/ WARANTEE MAKE - MERATHAN/SEIMENS/ABB | NO |  | 1 | 0
593 | MMSSKM | NS | 2023 | ENGG - 2326 | SUBMERSIBLE PUMP REPAIRING AND MAINTENANCE, 03 TO 05 H.P, RPM- 2900 TERMS & CONDITIONS 1-SUPER ENAMIL COPPER WIRE MUST TO BE STANDARD QUALITY. 2- INSULATING PAPER TAPE & VARNISH (DR BACK) STANDARD QUALITY. 3- MOTOR TERMINAL LEAD MUST BE GLASS BRAIDED WIRE WITH PROPERLY GLASS TAPING & WINDING .4- OLD SCRAP MATERIAL REVINDER PROPERTY 5- MOTOR FINALIZE AFTER LOAD TRIAL . 6- MOTOR BEARING / BUSHESH REPLACEMENT PERIOR INSTRUCTION APPROVAL 7- ONE CRUSHING SEASON UNDER GUARANTEE/ WARANTEE MAKE - MERATHAN/SEIMENS/ABB | NO |  | 1 | 0
594 | MMSSKM | NS | 2023 | ENGG - 2327 | SUBMERSIBLE MOTOR REWINDING, AND MAINTENANCE, 03 TO 05 H.P, RPM- 2900 TERMS & CONDITIONS 1-SUPER ENAMIL COPPER WIRE MUST TO BE STANDARD QUALITY. 2- INSULATING PAPER TAPE & VARNISH (DR BACK) STANDARD QUALITY. 3- MOTOR TERMINAL LEAD MUST BE GLASS BRAIDED WIRE WITH PROPERLY GLASS TAPING & WINDING .4- OLD SCRAP MATERIAL REVINDER PROPERTY 5- MOTOR FINALIZE AFTER LOAD TRIAL . 6- MOTOR BEARING / BUSHESH REPLACEMENT PERIOR INSTRUCTION APPROVAL 7- ONE CRUSHING SEASON UNDER GUARANTEE/ WARANTEE MAKE - MERATHAN/SEIMENS/ABB | NO |  | 1 | 0
595 | MMSSKM | NS | 2023 | ENGG - 2328 | SUBMERSIBLE PUMP REPAIRING AND MAINTENANCE, 7.5 TO 10 H.P, RPM- 2900 TERMS & CONDITIONS 1-SUPER ENAMIL COPPER WIRE MUST TO BE STANDARD QUALITY. 2- INSULATING PAPER TAPE & VARNISH (DR BACK) STANDARD QUALITY. 3- MOTOR TERMINAL LEAD MUST BE GLASS BRAIDED WIRE WITH PROPERLY GLASS TAPING & WINDING .4- OLD SCRAP MATERIAL REVINDER PROPERTY 5- MOTOR FINALIZE AFTER LOAD TRIAL . 6- MOTOR BEARING / BUSHESH REPLACEMENT PERIOR INSTRUCTION APPROVAL 7- ONE CRUSHING SEASON UNDER GUARANTEE/ WARANTEE MAKE - MERATHAN/SEIMENS/ABB | NO |  | 1 | 0
596 | MMSSKM | NS | 2023 | ENGG - 2329 | SUBMERSIBLE MOTOR REWINDING, AND MAINTENANCE, 7.5 TO 10 H.P, RPM- 2900 TERMS & CONDITIONS 1-SUPER ENAMIL COPPER WIRE MUST TO BE STANDARD QUALITY. 2- INSULATING PAPER TAPE & VARNISH (DR BACK) STANDARD QUALITY. 3- MOTOR TERMINAL LEAD MUST BE GLASS BRAIDED WIRE WITH PROPERLY GLASS TAPING & WINDING .4- OLD SCRAP MATERIAL REVINDER PROPERTY 5- MOTOR FINALIZE AFTER LOAD TRIAL . 6- MOTOR BEARING / BUSHESH REPLACEMENT PERIOR INSTRUCTION APPROVAL 7- ONE CRUSHING SEASON UNDER GUARANTEE/ WARANTEE MAKE - MERATHAN/SEIMENS/ABB | NO |  | 1 | 0
597 | MMSSKM | NS | 2023 | ENGG - 2330 | SUBMERSIBLE PUMP REPAIRING AND MAINTENANCE, 12 TO 20 H.P, RPM- 2900 TERMS & CONDITIONS 1-SUPER ENAMIL COPPER WIRE MUST TO BE STANDARD QUALITY. 2- INSULATING PAPER TAPE & VARNISH (DR BACK) STANDARD QUALITY. 3- MOTOR TERMINAL LEAD MUST BE GLASS BRAIDED WIRE WITH PROPERLY GLASS TAPING & WINDING .4- OLD SCRAP MATERIAL REVINDER PROPERTY 5- MOTOR FINALIZE AFTER LOAD TRIAL . 6- MOTOR BEARING / BUSHESH REPLACEMENT PERIOR INSTRUCTION APPROVAL 7- ONE CRUSHING SEASON UNDER GUARANTEE/ WARANTEE MAKE - MERATHAN/SEIMENS/ABB | NO |  | 1 | 0
598 | MMSSKM | NS | 2023 | ENGG - 2331 | SUBMERSIBLE MOTOR REWINDING, AND MAINTENANCE, 12 TO 20 H.P, RPM- 2900 TERMS & CONDITIONS 1-SUPER ENAMIL COPPER WIRE MUST TO BE STANDARD QUALITY. 2- INSULATING PAPER TAPE & VARNISH (DR BACK) STANDARD QUALITY. 3- MOTOR TERMINAL LEAD MUST BE GLASS BRAIDED WIRE WITH PROPERLY GLASS TAPING & WINDING .4- OLD SCRAP MATERIAL REVINDER PROPERTY 5- MOTOR FINALIZE AFTER LOAD TRIAL . 6- MOTOR BEARING / BUSHESH REPLACEMENT PERIOR INSTRUCTION APPROVAL 7- ONE CRUSHING SEASON UNDER GUARANTEE/ WARANTEE MAKE - MERATHAN/SEIMENS/ABB | NO |  | 1 | 0
599 | MMSSKM | NS | 2023 | ENGG - 2332 | MONOBLOCK PUMP WITH MOTOR REWINDING, REPAIRING AND MAINTENANCE, 10 HP, RPM- 1450 TERMS & CONDITIONS 1-SUPER ENAMIL COPPER WIRE MUST TO BE STANDARD QUALITY. 2- INSULATING PAPER TAPE & VARNISH (DR BACK) STANDARD QUALITY. 3- MOTOR TERMINAL LEAD MUST BE GLASS BRAIDED WIRE WITH PROPERLY GLASS TAPING & WINDING .4- OLD SCRAP MATERIAL REVINDER PROPERTY 5- MOTOR FINALIZE AFTER LOAD TRIAL . 6- MOTOR BEARING / BUSHESH REPLACEMENT PERIOR INSTRUCTION APPROVAL 7- ONE CRUSHING SEASON UNDER GUARANTEE/ WARANTEE MAKE - MERATHAN/SEIMENS/ABB | NO |  | 1 | 0
600 | MMSSKM | NS | 2023 | ENGG - 2333 | QUARD CLEANING MOTOR REWINDING, REPAIRING AND MAINTENANCE, 5 HP, RPM-2900 TERMS & CONDITIONS 1-SUPER ENAMIL COPPER WIRE MUST TO BE STANDARD QUALITY. 2- INSULATING PAPER TAPE & VARNISH (DR BACK) STANDARD QUALITY. 3- MOTOR TERMINAL LEAD MUST BE GLASS BRAIDED WIRE WITH PROPERLY GLASS TAPING & WINDING .4- OLD SCRAP MATERIAL REVINDER PROPERTY 5- MOTOR FINALIZE AFTER LOAD TRIAL . 6- MOTOR BEARING / BUSHESH REPLACEMENT PERIOR INSTRUCTION APPROVAL 7- ONE CRUSHING SEASON UNDER GUARANTEE/ WARANTEE MAKE - MERATHAN/SEIMENS/ABB | NO |  | 1 | 0
601 | MMSSKM | NS | 2023 | ENGG - 2334 | 3 PHASE AC OUTER EXHAUST FAN REWINDING, REPAIRING AND MAINTENANCE, , RPM-900 TERMS & CONDITIONS 1-SUPER ENAMIL COPPER WIRE MUST TO BE STANDARD QUALITY. 2- INSULATING PAPER TAPE & VARNISH (DR BACK) STANDARD QUALITY. 3- MOTOR TERMINAL LEAD MUST BE GLASS BRAIDED WIRE WITH PROPERLY GLASS TAPING & WINDING .4- OLD SCRAP MATERIAL REVINDER PROPERTY 5- MOTOR FINALIZE AFTER LOAD TRIAL . 6- MOTOR BEARING / BUSHESH REPLACEMENT PERIOR INSTRUCTION APPROVAL 7- ONE CRUSHING SEASON UNDER GUARANTEE/ WARANTEE MAKE - MERATHAN/SEIMENS/ABB | NO |  | 1 | 0
602 | MMSSKM | NS | 2023 | ENGG - 2335 | CANE UNLOADER 30 HP MOTOR REWINDING, REPAIRING AND MAINTENANCE,, RPM-1000, INSULATION-F TERMS & CONDITIONS 1-SUPER ENAMIL COPPER WIRE MUST TO BE STANDARD QUALITY. 2- INSULATING PAPER TAPE & VARNISH (DR BACK) STANDARD QUALITY. 3- MOTOR TERMINAL LEAD MUST BE GLASS BRAIDED WIRE WITH PROPERLY GLASS TAPING & WINDING .4- OLD SCRAP MATERIAL REVINDER PROPERTY 5- MOTOR FINALIZE AFTER LOAD TRIAL . 6- MOTOR BEARING / BUSHESH REPLACEMENT PERIOR INSTRUCTION APPROVAL 7- ONE CRUSHING SEASON UNDER GUARANTEE/ WARANTEE MAKE - MERATHAN/SEIMENS/ABB | NO |  | 1 | 0
603 | MMSSKM | NS | 2023 | ENGG - 2336 | MOTOR TERMINATION LEAD REPLACEMENT 200 KW, RPM-2900 TERMS & CONDITIONS 1-SUPER ENAMIL COPPER WIRE MUST TO BE STANDARD QUALITY. 2- INSULATING PAPER TAPE & VARNISH (DR BACK) STANDARD QUALITY. 3- MOTOR TERMINAL LEAD MUST BE GLASS BRAIDED WIRE WITH PROPERLY GLASS TAPING & WINDING .4- OLD SCRAP MATERIAL REVINDER PROPERTY 5- MOTOR FINALIZE AFTER LOAD TRIAL . 6- MOTOR BEARING / BUSHESH REPLACEMENT PERIOR INSTRUCTION APPROVAL 7- ONE CRUSHING SEASON UNDER GUARANTEE/ WARANTEE MAKE - MERATHAN/SEIMENS/ABB | NO |  | 1 | 0
604 | MMSSKM | NS | 2023 | ENGG - 2337 | WORN OUT EXISTING RUNNER SQURE BAR OF CANE UNLOADER DISMETNLING AND REPLACEMENT BY NEW ONE 65 MM SQUARE BAR WITH ALIGNMENT AND TRAIL.(CANE UNLOADER) RATE PER METER. | MT |  | 10 | 0
605 | MMSSKM | NS | 2023 | ENGG - 2338 | REPLACEMENT OF WORNOUT CANE CARRIER SIDE PLATE BY 6-10 MM. M.S. PLATE. RATE PER TON. | MT |  | 10 | 0
606 | MMSSKM | NS | 2023 | ENGG - 2339 | REPLACEMENT OF WORNOUT HOOD OF CHOPPER , LEVELER FABRICATED BY 10/12 MM M.S. PLATE RATE PER TON & FITTING AS PER EXISTING. | MT |  | 10 | 0
607 | MMSSKM | NS | 2023 | ENGG - 2340 | REPLACEMENT OF WORNOUT SIDE PLATE OF FIBRIZER WITH OPENING & DISCHARGE SHOOT BY M.S. PLATE OF 6 MM, 8 MM, 10 MM NEW M.S. PLATE INCLUDING HOOD PER TON. | MT |  | 10 | 0
608 | MMSSKM | NS | 2023 | ENGG - 2341 | REPLACEMENT OF RAKE ELEVATOR RAKES (LONG RAKE & INTER RAKE BOTH), INCLUDIN DISMANTLING & REPLACEMENT OF SIDE PLATES NEW OR EXISTING SIDE PLATE & DISM., FABRICATION/ERECTION & FITTING OF NEW RUNNER AND SIDE PLATE PER RUNNING METER. | MT |  | 10 | 0
609 | MMSSKM | NS | 2023 | ENGG - 2342 | REPLACEMENT OF BAGGASE ELEVATOR, MAIN BAGASSE CARRIER & R.B.C. INCLUDING REPLACEMENT OF SIDE PLATES. THE JOB INVOLVE DISMENTLAING OF EXISTING SIDE PLATE FABRICATION & FITTING OF NEW RUNNER & SIDE PLATE PER RUNNING METER (SIZE OF RUNNER & SIDE PLATE) | MT |  | 10 | 0
610 | MMSSKM | NS | 2023 | ENGG - 2343 | DISMENTLING & FABRICATION OF BOTTOM TRAY/TROUGH OF BAGASSE CARRIER M.B.C., R.B.C AND BAGASSE ELIVATOR. AFTER FABRICATION OF NEW TRAY/TROUGH FITTING AS PER EXISTING PER TON. | MT |  | 10 | 0
611 | MMSSKM | NS | 2023 | ENGG - 2344 | DISMENTLING OF PIPE LINE DIA -1/2" TO 6" RATE SHOULD BE PROVIDE IN PER INCH DIA PER METER LENGTH. | meter |  | 10 | 0
612 | MMSSKM | NS | 2023 | ENGG - 2345 | DISMENTLING OF PIPE LINE DIA 8" TO 12" RATE SHOULD BE PROVIDE IN PER INCH DIA PER METER LENGTH. | meter |  | 10 | 0
613 | MMSSKM | NS | 2023 | ENGG - 2346 | FABRICATION & ERRECTION OF M.S. PIPE LINE 1/2' TO 6" RATE SHOULD BE PROVIDE IN PER INCH DIA PER METER LENGTH. | meter |  | 10 | 0
614 | MMSSKM | NS | 2023 | ENGG - 2347 | FABRICATION & ERRECTION OF M.S. PIPE LINE 8" TO 12" RATE SHOULD BE PROVIDE IN PER INCH DIA PER METER LENGTH. | meter |  | 10 | 0
615 | MMSSKM | NS | 2023 | ENGG - 2348 | FITTING OF M.S. PIPE LINE 1/2" TO 6" RATE SHOULD BE PROVIDE IN PER INCH DIA PER METER LENGTH. | meter |  | 10 | 0
616 | MMSSKM | NS | 2023 | ENGG - 2349 | FITTING OF M.S. PIPE LINE 8" TO 12" RATE SHOULD BE PROVIDE IN PER INCH DIA PER METER LENGTH. | meter |  | 10 | 0
617 | MMSSKM | NS | 2023 | ENGG - 2350 | DISMENTLING OF WORNOUT M.S. FABRICATED PIPE LINE DIA 14" TO 24" (WATER LINE, EXHAUST LINE & VAPOUR STEAM LINE) RATE SHOULD BE PROVIDE IN PER INCH DIA PER METER LENGTH. | meter |  | 10 | 0
618 | MMSSKM | NS | 2023 | ENGG - 2351 | DISMENTLING OF WORNOUT M.S. FABRICATED PIPE LINE DIA 25" TO 44" (WATER LINE, EXHAUST LINE & VAPOUR STEAM LINE) RATE SHOULD BE PROVIDE IN PER INCH DIA PER METER LENGTH. | meter |  | 10 | 0
619 | MMSSKM | NS | 2023 | ENGG - 2352 | FABRICATION & ERRECTION OF M.S. PIPE LINE 14" TO 24" (WATER LINE, EXHAUST LINE & VAPOUR STEAM LINE) RATE SHOULD BE PROVIDE IN PER INCH DIA PER METER LENGTH. | meter |  | 10 | 0
620 | MMSSKM | NS | 2023 | ENGG - 2353 | FABRICATION & ERRECTION OF M.S. PIPE LINE 25" TO 44" (WATER LINE, EXHAUST LINE & VAPOUR STEAM LINE) RATE SHOULD BE PROVIDE IN PER INCH DIA PER METER LENGTH. | meter |  | 10 | 0
621 | MMSSKM | NS | 2023 | ENGG - 2354 | FITTING OF M.S. PIPE LINE 14" TO 24" (WATERLINE, EXHAUST LINE & VAPOUR STEAM LINE) RATE SHOULD BE PROVIDE IN PER INCH DIA PER METER LENGTH. | meter |  | 10 | 0
622 | MMSSKM | NS | 2023 | ENGG - 2355 | FITTING OF M.S. PIPE LINE 25" TO 44" (WATERLINE, EXHAUST LINE & VAPOUR STEAM LINE) RATE SHOULD BE PROVIDE IN PER INCH DIA PER METER LENGTH. | meter |  | 10 | 0
623 | MMSSKM | NS | 2023 | ENGG - 2356 | DISMENTLING OF IBR PIPE LINE DIA- 1/2" TO 3" RATE SHOULD BE PROVIDE IN PER INCH DIA PER METER LENGTH. | meter |  | 10 | 0
624 | MMSSKM | NS | 2023 | ENGG - 2357 | DISMENTLING OF IbR PIPE LINE DIA- 4" TO 8" RATE SHOULD BE PROVIDE IN PER INCH DIA PER METER LENGTH. | meter |  | 10 | 0
625 | MMSSKM | NS | 2023 | ENGG - 2358 | FABRICATION & ERRECTION OF IBR PIPE LINE DIA- 1/2" TO 3" RATE SHOULD BE PROVIDE IN PER INCH DIA PER METER LENGTH. | meter |  | 10 | 0
626 | MMSSKM | NS | 2023 | ENGG - 2359 | FABRICATION & ERRECTION OF IBR PIPE LINE DIA- 4" TO 8" RATE SHOULD BE PROVIDE IN PER INCH DIA PER METER LENGTH. | meter |  | 10 | 0
627 | MMSSKM | NS | 2023 | ENGG - 2360 | FITTING OF IBR PIPE LINE DIA- 1/2'" TO 3" RATE SHOULD BE PROVIDE IN PER INCH DIA PER METER LENGTH. | meter |  | 10 | 0
628 | MMSSKM | NS | 2023 | ENGG - 2361 | FITTING OF IBR PIPE LINE DIA- 4" TO 8" RATE SHOULD BE PROVIDE IN PER INCH DIA PER METER LENGTH. | meter |  | 10 | 0
629 | MMSSKM | NS | 2023 | ENGG - 2362 | FABRICATION & FITTING OF MENSURATION JUICE BOX BY M.S. PLATE & M.S. PIPE AS PER EXISTING JUICE BOX . IDENTICAL TO BE EXISTING & FITTING IN POSITION RATE SHOULD BE PROVIDED IN LUMP SUMP. | NO |  | 1 | 0
630 | MMSSKM | NS | 2023 | ENGG - 2363 | FABRICATION ERRECTION OF BEAM(MOTOR LIFTING AGRRANGMENT) USING M.S. CHANNEL, ANGLE, M.S. PLATE WITH CIVIL FOUNDATION IT'S FOUNDATION OF ITS BASE FOR CANE LEVELER MOTOR AS PER INSTRUCTION APPROX. HEIGHT OF BEAM 6 METER & WIDTH 11 METER. THE JOB INCLUDING SUPPLY OF CIVIL MATERIAL FOR FOUNDATION WORK AS ACCOUNT OF CONTRACTOR. RATE PER TON & PER FOUNDATION. | meter |  | 10 | 0
631 | MMSSKM | NS | 2023 | ENGG - 2364 | FABRICATION ERRECTION OF BEAM(MOTOR LIFTING AGRRANGMENT) USING M.S. CHANNEL, ANGLE, M.S. PLATE WITH CIVIL FOUNDATION IT'S FOUNDATION OF ITS BASE FOR CANE CHOPPER MOTOR AS PER INSTRUCTION APPROX. HEIGHT OF BEAM 6 METER & WIDTH 11 METER. THE JOB INCLUDING SUPPLY OF CIVIL MATERIAL FOR FOUNDATION WORK AS ACCOUNT OF CONTRACTOR. RATE PER TON & PER FOUNDATION. | meter |  | 10 | 0
632 | MMSSKM | NS | 2023 | ENGG - 2365 | REPLACEMENT OF LONG RAKE, INTER RAKE WORNOUT RUNNERS. THE JOB INCLUDING DISMANTLING OF EXISTING WORNOUT RUNNERS AND FABRICATION AND FITTING OF NEW RUNNERS IDENTICAL TO THE EXISTING OUR RUNNING PER METER | meter |  | 10 | 0
633 | MMSSKM | NS | 2023 | ENGG - 2366 | REPLACEMENT OF BAGASSE ELEVATOR ,.B.C. & R.B.C. WORNOUT RUNNERS THE JOB INCLUDING DISMENTLING OF EXISTING WORNOUT RUNNERS AND FABRICATION AND FITTING OF NEW RUNNERS IDENTICAL TO THE EXISTING OUR RUNNING PER METER. | meter |  | 10 | 0
634 | MMSSKM | NS | 2023 | ENGG - 2367 | REPLACEMENT ID/FD/S.A. FAN UPPER HALF CASING. THE JOB INCLUDING DISMENTLING OF EXISTING WORNOUT UPPER HALF CASING ID/FD/SA FABRICATION OF NEW CASING IDENTICAL TO THE EXISTING FITTING THERE OF IN POSITION PER EACH. | NO |  | 1 | 0
635 | MMSSKM | NS | 2023 | ENGG - 2368 | REPLACEMENT ID/FD/S.A. FAN BOTTOM HALF CASING. THE JOB INCLUDING DISMENTLING OF EXISTING WORNOUT UPPER HALF CASING ID/FD/SA FABRICATION OF NEW CASING IDENTICAL TO THE EXISTING FITTING THERE OF IN POSITION PER EACH. | NO |  | 1 | 0
636 | MMSSKM | NS | 2023 | ENGG - 2369 | DISMANTLING OF WORN OUT AND OLD S.S PIPE LINE DIA 2'' TO 6'' AS PER INSTRUCTION RATE SHOULD BE PROVIDE IN PER INCH DIA PER METER LENGTH | meter |  | 10 | 0
637 | MMSSKM | NS | 2023 | ENGG - 2370 | FABRICATION AND FITTING OF SS PIPE LINE DIA 2'' TO 6'' AS PER INSTRUCTION RATE SHOULD BE PROVIDE IN PER INCH DIA PER METER LENGTH | meter |  | 10 | 0
638 | MMSSKM | NS | 2023 | ENGG - 2371 | FABRICATION OF EQUIPMENT, STRUCTURE, RAILING, LADDER PLATFORM AS PER INSTRUCTION BY ENGINEERING DEPARTMENT BY USING MS PLATE & MS ANGLE BEAM CHANNEL . RATE SHOULD BE PROVIDED IN PER TON. RATE PER TON BASIS LABOUR CHARGES. | meter |  | 10 | 0
639 | MMSSKM | NS | 2023 | ENGG - 2372 | FABRICATION OF SULPHITED JUICE, CATHER BY M.S. PLATE M.S. FABRICATED PIPE AND PERFORATED NET ETC. AND FITTING AS PER EXISTING CATCHER. CATCHER ITS PIPE LINE AND ALSO DISMANTLING OF EXISTING WORN OUT CATCHER & CONNECTED PIPE LINE SIZE- OD 630 MM X HEIGHT 1060 MM. RATE LUMP SUMP PER CATCHER. | NO |  | 1 | 0
640 | MMSSKM | NS | 2023 | ENGG - 2373 | REPAIRING OF WORN OUT BOTTOM HEADER AND COVER OF JUICE HEATER WITH ALL INSIDE PARTITION PLATE. THE JOB INCLUDING DISMANTLING OF EXISTING WORN OUT HEADER PLATE/ RIB. RATE LUMP SUMP BOTTOM AND BOTTOM COVER. | NO |  | 1 | 0
641 | MMSSKM | NS | 2023 | ENGG - 2374 | REPLACEMENT OF DIA- 2.5" AMMONIA COIL OF JUICE HEATER. THE JOB INCLUDE DISMANTLING OF EXISTING WORN OUT HEAVY/ LIGHT AMMONIA GAS COIL FABRICATION OF NEW COIL AND NIPPLE IDENTICAL TO EXISTING ONE AND FITTING . RATE LUMP SUMP PER COIL. | NO |  | 1 | 0
642 | MMSSKM | NS | 2023 | ENGG - 2375 | FABRICATION, ERRECTION & FITTING OF CIRCULAR AMMONIA COIL HEAVY & LIGHT OF VAPOUR CELL, SEMIKESTNER, PAN, QUAD, TO BE REPLACED WITH NIPPLE. AS PER EXISTING ONE. RATE LUMP SUMP PER COIL. | NO |  | 1 | 0
643 | MMSSKM | NS | 2023 | ENGG - 2376 | REPAIRING OF EXISTING CIRCULAR AMMONIA COIL OF PAN, SEMIKESTNER, VAPOUR CELL, QUAD, JUICE HEATER WORN OUT PIECE AS PER INSTRUCTION AND FITTING & FABRICATION ALSO AS PER EXISTING. RATE LUMP SUMP PER COIL. | NO |  | 1 | 0
644 | MMSSKM | NS | 2023 | ENGG - 2377 | REPLACEMENT OF WATER WASHING COIL OF EVAPORATOR/ PAN. THE JOB INCLUDE DISMANTLING OF WORN OUT WASHING COIL, FABRICATION OF NEW COIL IDENTICAL BY M.S. PIPE, NOZZLES REQUIRED NUMBER OF HOLES. AS PER EXISTING AND DIRECTED & FITTING OF COIL & SATISFACTORY TRAIL. RATE SHOULD BE PROVIDED PER BODY. | NO |  | 1 | 0
645 | MMSSKM | NS | 2023 | ENGG - 2378 | REPLACEMENT OF WORN OUT STEAM WASHING COIL OF PANS THE JOB INCLUDE DISMANTLING OF WASHING COIL. FABRICATION OF NEW COIL OF IDENTICAL EXISTING WORN OUT COIL. RATE SHOULD BE PROVIDED PER COIL. | NO |  | 1 | 0
646 | MMSSKM | NS | 2023 | ENGG - 2379 | FITTING OF NEW PNEUMATIC VALVE OF PAN CUT OVER LINE AS PER INSTRUCTION BY CE AND CC. FABRICATION WORK WITH INSTALLATION, FITTING, COMMISSIONING SATISFACTORY AND TRAIL. RATE SHOULD BE PROVIDE PER PNEUMATIC VALVE. | NO |  | 1 | 0
647 | MMSSKM | NS | 2023 | ENGG - 2380 | REPLACEMENT OF HALF PORTION OF BOTTOM OF SCRUBBER OF SULPHER FURNACE BY M.S. PLATE/ M.S. FABRICATED PIPE AND FITTING AS PER EXISTING SCRUBBER PORTION AND ALSO DISMANTLING OF WORN OUT SCRUBBER PORTION. RATE LUMP SUMP PER SCRUBBER. | NO |  | 1 | 0
648 | MMSSKM | NS | 2023 | ENGG - 2381 | REPLACEMENT OF WORN OUT JUICE COIL OF DORR SIZE-4", 3"(ONE COIL HAVE 3 PART OF COIL) COIL FABRICATED BY M.S. PIPE AND NIPPLE FITTING AS PER EXISTING THE JOB INCLUDED DISMANTLING OF EXISTING WORN OUT COIL AND ALSO WATER LEVEL CHECKING. RATE PER COIL. | NO |  | 1 | 0
649 | MMSSKM | NS | 2023 | ENGG - 2382 | CUTTING, WELDING AND DISMT. TO TAKE OUT OF OLD AND WORNOUT TUBE OF AIR HEATER. (RATES ARE IN EACH TUBE) | NO |  | 1 | 0
650 | MMSSKM | NS | 2023 | ENGG - 2383 | CUTTING, WELDING AND DISMT. TO REPLACE WITH NEW TUBE AT AIR HEATER. (RATES ARE IN EACH TUBE) | NO |  | 1 | 0
651 | MMSSKM | NS | 2023 | ENGG - 2384 | REPLACEMENT OF WORN OUT TOP PLATE OF DORR AS PER EXISTING BY 10 MM, 8 MM, M.S. PLATE AND ANGLE. THE JOB INCLUDE EXISTING WORN OUT TOP PLATE. RATE PER TON . | meter |  | 10 | 0
652 | MMSSKM | NS | 2023 | ENGG - 2385 | FABRICATION OF SULPHER FURNACE, ,MELTER OF SO2 GAS BY 12 MM M.S. PLATE AS PER EXISTING AND FITTING. THE JOB INCLUDE DISMANTLING OF EXISTING MELTER AND CONNECTED PIPE LINE. RATE LUMP SUMP PER MELTER. | meter |  | 10 | 0
653 | MMSSKM | NS | 2023 | ENGG - 2386 | FABRICATION AND FITTING OF NEW ARM OF EXISTING JUICE SULPHITER. THE JOB INCLUDED DISMANTLING OF WORN OUT ARM AND NEW ARM FITTING AND TRAIL. RATE LUMP SUMP. | NO |  | 10 | 0
654 | MMSSKM | NS | 2023 | ENGG - 2387 | FABRICATION OF BAGASSE BLOWER PIPE CYCLONE BY 2 MM, M.S. PLATE FLANGE WAGE. THE JOB INCLUDED DISMANTLING AS PER EXISTING WORN OUT CYCLONE AND FITTING ALSO PER INCH DIA PER FEET LENGTH. | meter |  | 10 | 0
655 | MMSSKM | NS | 2023 | ENGG - 2388 | FABRICATION OF SULPHITED JUICE TANK OD-2500 MM X HEIGHT 3200 MM, BY M.S. FABRICATED CELL/ PLATE 8 MM THICK AS EXISTING. THE JOB INCLUDES DISMANTLING OF WORN OUT TANK AND BOTTOM CONE AND CONNECTING PIPE CONNECTION AS PER EXISTING ALSO PROVIDED. RATE LUMP SUMP PER TON. | meter |  | 10 | 0
656 | MMSSKM | NS | 2023 | ENGG - 2389 | REPLACEMENT OF WORN OUT BOTTOM HALF PORTION OF CONDENSATE RECEIVING TANK. THE JOB INCLUDING DISMANTLING OF EXISTING WORN OUT BOTTOM HALF CONDENSATE RECEIVING TANK FABRICATION BY M.S. PLATE OF NEW BOTTOM PARTION IDENTICAL TO THE EXISTING FITTING THEIR OF IN POSITION. RATE LUMP SUMP PER TANK. SIZE- OD 920 X HEIGHT 940 | NO |  | 1 | 0
657 | MMSSKM | NS | 2023 | ENGG - 2390 | REPLACEMENT OF WORN OUT TOP PORTION OF CONDENSATE RECEIVING TANK. THE JOB INCLUDING DISMANTLING OF EXISTING WORN OUT TOP HALF CONDENSATE RECEIVING TANK FABRICATION BY M.S. PLATE OF NEW BOTTOM PARTION IDENTICAL TO THE EXISTING FITTING THEIR OF IN POSITION. RATE LUMP SUMP PER TANK. SIZE- OD 920 X HEIGHT 940 | NO |  | 1 | 0
658 | MMSSKM | NS | 2023 | ENGG - 2391 | REPLACEMENT OF WORN OUT CONDENSATE RECEIVING TANK OF JUICE HEATER, QUAD, VAPOUR CELL, SEMIKESTNER. THE JOB INCLUDING DISMANTLING OF WORN OUT CONDENSATE RECEIVING TANK AS A WORK FABRICATION OF NEW RECEIVING TANK IDENTICAL TO THE EXISTING FITTING PIPE CONNECTION ETC IN POSITION. RATE LUMP SUMP PER TANK SIZE- OD 920 X HEIGHT 1880 MM | NO |  | 1 | 0
659 | MMSSKM | NS | 2023 | ENGG - 2392 | REPLACEMENT OF WORN OUT CONDENSATE RECEIVING TANK OF JUICE HEATER, QUAD, VAPOUR CELL, SEMIKESTNER. THE JOB INCLUDING DISMANTLING OF WORN OUT CONDENSATE RECEIVING TANK AS A WORK FABRICATION OF NEW RECEIVING TANK IDENTICAL TO THE EXISTING FITTING PIPE CONNECTION ETC IN POSITION. RATE LUMP SUMP PER TANK SIZE- OD 810 X HEIGHT 1400 MM | NO |  | 1 | 0
660 | MMSSKM | NS | 2023 | ENGG - 2393 | FABRICATION OF RAPID MOTOR COVERING GUARD BY M.S. ANGLE, G.I. SHEET RATER PER PIECE. | NO |  | 1 | 0
661 | MMSSKM | NS | 2023 | ENGG - 2394 | FABRICATION OF NEW JUICE COLLER FOR MILL ROLLER AS PER EXISTING BY M.S. PLATE - 8 MM, RATER PER COLLER. | NO |  | 1 | 0
662 | MMSSKM | NS | 2023 | ENGG - 2395 | FABRICATION ERECTION, MOTOR BED WITH PUMP. INCLUDING INLET OUTLET PIPE LINE CONNECTION. THE JOB INCLUDING WATER PIPE LINE CONNECTION ALSO. RATE PER BED. | NO |  | 1 | 0
663 | MMSSKM | NS | 2023 | ENGG - 2396 | REPLACEMENT OF SLUICE VALVE DISMANTLING & FITTING SIZE- 2" TO 6" RATE PER VALVE. | NO |  | 1 | 0
664 | MMSSKM | NS | 2023 | ENGG - 2397 | REPLACEMENT OF SLUICE VALVE DISMANTLING & FITTING SIZE- 7" TO 14" RATE PER VALVE. | NO |  | 1 | 0
665 | MMSSKM | NS | 2023 | ENGG - 2398 | REPLACEMENT OF WORN OUT ARM OF ALL TYPE OF CRYSTLIZER. THE JOB INCLUDE AS PER EXISTING ARM FITTING AND TRAIL. RATE PER CRYSTLIZER. | NO |  | 1 | 0
666 | MMSSKM | NS | 2023 | ENGG - 2399 | REPAIRING WEEK WORN OUT PORTION OF SHAVE ALL OF PAN, EVAPORATOR. THE JOB INCLUDING DISMANTLING OF WORN OUT POSITION OF TOP. COVER SHAVE ALL ALL FABRICATION OF NEW PORTION FROM 8/10 M.S. PLATE AND FITTING THERE OF INCLUDING GIVEN. SATISFACTORY LEAK PROOF TRAIL. RATE SHAVE ALL. | NO |  | 1 | 0
667 | MMSSKM | NS | 2023 | ENGG - 2400 | REPLACEMENT OF WORN OUT TUBE OF QUAD , VAPOURCELL, SEMIKESTNER, JUICE HEATER AND PAN BY NEW ONE. THE JOB INCLUDING DISMANTLING OF WORN OUT TUBE FITTING & HYDRAULICALLY TRAIL ALSO. RATE PER TUBE. | NO |  | 1 | 0
668 | MMSSKM | NS | 2023 | ENGG - 2401 | REPLACEMENT OF WORN OUT JUICE BOX OF DOUBLE BEAT VALVE FOR JUICE HEATER BY 8 MM / 10 MM M.S. PLATE. THE JOB INCLUDES DISMANTLING OF EXISTING WORN OUT JUICE BOX AND FITTING AS PER EXISTING AND TRAIL. SIZE- WIDTH- 710 MM X LENGTH 600 MM X 130 MM THICK. RATE PER BOX . | NO |  | 1 | 0
669 | MMSSKM | NS | 2023 | ENGG - 2402 | CUTTING & FABRICATION OF INSPECTION BOX/ MANHOLE UP TO 1 FEET SQUARE TO 2 SQUARE FEET AS PER MANHOLE INCLUDING COVERING RATE PER MANHOLE. | NO |  | 1 | 0
670 | MMSSKM | NS | 2023 | ENGG - 2403 | FABRICATION ERECTION OF PIPE STRUCTURE, RATE PER TON | meter |  | 10 | 0
671 | MMSSKM | NS | 2023 | ENGG - 2404 | MOTOR LIFTING AND SHIFTING OF CANE UNLOADER TO/FROM POWER HOUSE | NO |  | 1 | 0
672 | MMSSKM | NS | 2023 | ENGG - 2405 | MOTOR LIFTING AND SHIFTING OF B/H TO/FROM POWER HOUSE | NO |  | 1 | 0
673 | MMSSKM | NS | 2023 | ENGG - 2406 | MOTOR LIFTING AND SHIFTING OF BOILER TO/FROM POWER HOUSE | NO |  | 1 | 0
674 | MMSSKM | NS | 2023 | ENGG - 2407 | MOTOR LIFTING AND SHIFTING OF MILL TO/FROM POWER HOUSE | NO |  | 1 | 0
675 | MMSSKM | NS | 2023 | ENGG - 2408 | MOTOR LIFTING AND SHIFTING OF CANE CARRIER TO/FROM POWER HOUSE | NO |  | 1 | 0
676 | MMSSKM | NS | 2023 | ENGG - 2409 | DISMT, FAB,ERECTION AND FITTING OF BOILER DUCT EXP.BELLOW - RATE IN EACH | NO |  | 1 | 0
677 | MMSSKM | NS | 2023 | ENGG - 2410 | DISMT, FAB,ERECTION AND FITTING OF DRAIN/GUTTER OF PLANT ROOF SHED - RATE IN MTR | meter |  | 10 | 0
678 | MMSSKM | NS | 2023 | ENGG - 2411 | STEAM LINE INSULATION WORK WITH MATERIAL, 50MM, 75MM,100MM | Sq.mtr |  | 10 | 0
679 | MMSSKM | NS | 2023 | ENGG - 2412 | FABRICATION ERECTION OF BEND DIA 44" RATE SHOULD INCH DIA PER MTR | meter |  | 10 | 0
680 | MMSSKM | NS | 2023 | ENGG - 2413 | FABRICATION AND ERECTION OF FLANGE 2" TO 6" | NO |  | 1 | 0
681 | MMSSKM | NS | 2023 | ENGG - 2414 | FABRICATION AND ERECTION OF FLANGE 8" TO 44" | NO |  | 1 | 0
682 | MMSSKM | NS | 2023 | ENGG - 2415 | FABRICATIOBN & ERECTION OF PUMP HEADAR 4" TO 42" RATE SHOULD INCH DIA PER MTR | meter |  | 10 | 0
683 | MMSSKM | NS | 2023 | ENGG - 2416 | DISMENTLING OF PUMP HEADAR 4" TO 42" RATE SHOULD INCH DIA PER MTR | meter |  | 10 | 0
684 | MMSSKM | NS | 2023 | ENGG - 2417 | REPLACEMENT OF IBR VALVE 1/2'' TO 8'' | NO |  | 1 | 0
685 | MMSSKM | NS | 2023 | ENGG - 2418 | FITTING OF IBR VALVE 1/2'' TO 8'' | NO |  | 1 | 0
686 | MMSSKM | NS | 2023 | ENGG - 2419 | SHUTTER REPAIRING WORK | NO |  | 1 | 0
687 | MMSSKM | NS | 2023 | ENGG - 2420 | RAKE FABRICATION AND ERECTION AT STORE BY ANGLE,CHANAL AND PLATE ETC. | meter |  | 10 | 0
688 | MMSSKM | NS | 2023 | ENGG - 2421 | FABRICATION AND ERECTION OF STRUCTURE BY ANGLE,CHANAL,BEAM AND PLATE ETC. | meter |  | 10 | 0
689 | MMSSKM | NS | 2023 | ENGG - 2422 | DISMENTLING OF STEEL STRUCTURE | meter |  | 10 | 0
690 | MMSSKM | NS | 2023 | ENGG - 2423 | REPAIRING AND FABRICATION OF M S RAKE FOR RAKE ELEVATOR, BAGASSE ELEVATOR,MBC,RBC | EACH |  | 1 | 0
691 | MMSSKM | NS | 2023 | ENGG - 2424 | NEW M S RAKE FABRICATION FOR RAKE ELEVATOR, BAGASSE ELEVATOR,MBC,RBC | EACH |  | 1 | 0
692 | MMSSKM | NS | 2023 | ENGG - 2425 | MILL DISMANTALLING WORK-DONALY CHUTE DISMANTLING AND SHIFTING TO GROUND AND WELL PLACED, EACH ROLLER TO BE DISMANTLE AND SHIFFITED AT GROUND AND TO BE WELL PLACED. TRASH PLATE AND SCRAPPER DISMANTALING AND SHIFTIN AT STORE YARD. (TO ALL 4 NOS MILLS) | EACH |  | 1 | 0
693 | MMSSKM | NS | 2023 | ENGG - 2426 | DISMANTELING AND REPLACEMENT OF FIBRISER HAMMERS | SET |  | 1 | 0
694 | MMSSKM | NS | 2023 | ENGG - 2427 | DISMANTELING AND REPLACEMENT OF LEVELLOR KNIVES | SET |  | 1 | 0
695 | MMSSKM | NS | 2023 | ENGG - 2428 | DISMANTELING AND REPLACEMENT OF LEVELLOR KNIVES | SET |  | 1 | 0
696 | MMSSKM | NS | 2023 | ENGG - 2429 | FABRICATION AND REPAIRING OF CANE UNLOADER TROLLY CABLE BY MEANS OF CUTTING WELDING FEBRICATION AND ERRECTION (RATE IN EACH) | NO |  | 2 | 0
697 | MMSSKM | NS | 2023 | ENGG - 2430 | VACCUM FILTER (O.C. FILTER) AGITATOR REPAIRING BY MEANS OF WORN OUT STRUCTURE PART TO BE REPLACED WITH FABRICATION AND ERECATION (RATE IN LUMPSUM) | NO |  | 1 | 0
698 | MMSSKM | NS | 2023 | ENGG - 2431 | MUD SCRAPPER'S WORN OUT SCRAPPING PLATE & MS ROD REPLACEMENT WORK (RATE IN LUMPSUM FOR EACH COMPARATMENT) | NO |  | 4 | 0

## REFERENCE
Department Name | Code | SOR Name | SOR | UOM Name | UOM Code | false146970
36 Incubation Center (AIC 36Inc) Chhattisgarh(36INC) | 36INC | PHE | PHE | Percentage | %
ASSISSTANT COMMISSIONAR TRIBAL DEVELOPMENT NARAYANPUR C.G(ACTDN) | ACTDN | PHED | PHED1 | % of Cost of Bridge (excluding Maintenance) sanctioned by competent authority | % of Cost of Bridge (excluding Maintenance) sanctioned by competent authority
Balod District Urban Public Service Society(BALDUPSS) | BALDUPSS | RES_BUILDING | RESBDG | Per mile | %O
Baloda Bazar District Urban Public Service Society(BBDUPSS) | BBDUPSS | NON DSR BUILDING 2018 | NON DSR BUILDING | 1 Job | 1 Job
Balrampur District Urban Public Service Societ(BPDUPSS) | BPDUPSS | BRIDGE | PWD_BRIDGE | 1000 no. | 1000 no.
Bastar District Urban Public Service Society(BASTARJUPS) | BASTARJUPS | DSR BUILDING 2016 | DSR BUILDING | 1000 piece | 1000 piece
Bastar Urban Public Service Society (BSTUPSS) | BSTUPSS | NON SOR | NS | 1000No. | 1000No.
Bemetara District Urban Public Service Society(BEMDUPSS) | BEMDUPSS | CPWD DSR 2016 | CPWD DSR 2016 | Print | 123
Bhoramdev Sahakari Sugar Production Factory-Kabirdham(BSSPFK) | BSSPFK | PWD ROAD | PWD ROAD | Per Diem Rate | 1234
Bijapur District Urban Public Service Society(BIJAPURUPS) | BIJAPURUPS | WRD | WRD | MAN DAYS | 12345
Bilaspur District Urban Public Service Society(BJUPSS) | BJUPSS | ELECTRIC | ELECT | 1 Box | 1B
Bilaspur Smart City Limited(BSCL) | BSCL | PMGSY SOR | PMGSY | 1 Piece | 1P
Bilaspur Urban Public Service Society (BSPUPSS) | BSPUPSS | Creda SOR | CREDA_SOR | 1 Strip | 1S
CG Building and other Construction workers welfare Board (CGBOCW) | CGBOCW | PWD BUILDLING | PWD BLD | 1 Tube | 1T
Chhattisgarh Academy of Administration Nimora Raipur(CAOANR) | CAOANR | DSR ELECTRICAL 2016 | DSR ELECTRICAL | PRINT | 678
Chhattisgarh Board of Secondary Education(CBOSE) | CBOSE |  |  | Siemens Per meter | A/V
Chhattisgarh Council of Science &amp; Technology(CCST) | CCST |  |  | Acre | ACR
Chhattisgarh Department of Agriculture (CGDA) | CGDA |  |  | AMC | AMC
CHHATTISGARH ENVIRONMENT CONSERVATION BOARD(CECB) | CECB |  |  | AMPOULE | AMP
Chhattisgarh Government Labour Department(CGLD) | CGLD |  |  | Price Should be quoted as per SKU in Aneexure-I of Tender Document | APT
Chhattisgarh Handicraft Board (CGHCB) | CGHCB |  |  | As per Tender | APT1
Chhattisgarh High Court, Bilaspur (CGHC) | CGHC |  |  | Single Rate (1 Tablet/1 capsule/1 Amp/1 Vial /1 Bottle/1 Kit/1 Test Kit) | APT2
Chhattisgarh Housing Board (CGHB) | CGHB |  |  | Activity unit | AU
Chhattisgarh Infotech Promotion Society (CHiPS) | CHiPS |  |  | Bag | BAG
Chhattisgarh Kamdhenu Vishwavidyalaya(CGKV) | CGKV |  |  | barrel | barrel
Chhattisgarh Khadi &amp; Village Industries Board(CGKVIB) | CGKVIB |  |  | Batch | Batch
Chhattisgarh livestock development Agency(CLDA) | CLDA |  |  | BHQ | BHQ
Chhattisgarh Medical Services Corporation Ltd. (CGMSC) | CGMSC |  |  | Book | BK
Chhattisgarh Mineral Development Corporation Ltd(CMDC) | CMDC |  |  | BOTTLE | BOT
Chhattisgarh Police Housing Corporation Ltd (CGPHC) | CGPHC |  |  | Box | BOX
Chhattisgarh Railway Corporation Ltd(CRCL) | CRCL |  |  | Gallons per hour (US) | BPH
Chhattisgarh Rajya Beej Evam Krishi Vikas Nigam (CGRBEKVN) | CGRBEKVN |  |  | Brass | Brass
Chhattisgarh Rajya Sahakari Bank Mydt(CRSBM) | CRSBM |  |  | Billing Rate Per Month | BRM
Chhattisgarh Regional Science Centre Society(CRSCS) | CRSCS |  |  | Bottle | BT
Chhattisgarh Road Development Corporation Limited(CGRDC) | CGRDC |  |  | Bundle | Bundle
Chhattisgarh State Civil Supplies Corp. Limited (SCSC) | SCSC |  |  | Cubic sentimeter /second | C3S
Chhattisgarh State Co-Operative Marketing Federation Limited(CGMARKFED) | CGMARKFED |  |  | Canister | CAN
Chhattisgarh State Cooperative Dairy Federation Ltd.(CGCDF) | CGCDF |  |  | Carton | CAR
Chhattisgarh State Election Commission(CSEC) | CSEC |  |  | Cubic Centimeter | CCM
Chhattisgarh State Industrial Development Corporation (CSIDC) | CSIDC |  |  | Cubic decimeter | CD3
Chhattisgarh State Information Infrastructure Corporation Limited(CSIICL) | CSIICL |  |  | Centiliter | CL
Chhattisgarh State Mandi Board (CGSMB) | CGSMB |  |  | cm | cm
Chhattisgarh State Minor Forest Produce-Trading & Development Co-Operative Federation Ltd (CGMFPFED) | CGMFPFED |  |  | Centimeter | CM
Chhattisgarh State Power Distribution Company Limited (CGSPDCL) | CGSPDCL |  |  | Square centimeter | CM2
Chhattisgarh State Power Generation Company Limited (CGSPGCL) | CGSPGCL |  |  | coils | coils
Chhattisgarh State Power Transmission Company Limited (CGSPTCL) | CGSPTCL |  |  | COILS | Coils
Chhattisgarh State Renewable Energy Development Agency(CREDA) | CREDA |  |  | CONE | CONE
Chhattisgarh State Skill Development Authority(CSSDA) | CSSDA |  |  | Copies | Copies
Chhattisgarh State Warehousing Corporation (CGSWC) | CGSWC |  |  | Crate | CRT
Chhattisgarh Text Book Corporation (CGTBC) | CGTBC |  |  | Case | CS
CHHATTISGARH TOURISM BOARD(CGT) | CGT |  |  | Cu.Mtr. | Cu.Mtr.
Chhattisgarh Transport Department(CTD) | CTD |  |  | cubic feet | cubic feet
CHIEF MEDICAL AND HEALTH OFFICER RAIGARH(CMAHOR) | CMAHOR |  |  | cubic feet (CFT) | cubic feet (CFT)
Collectorate Balod(CB) | CB |  |  | cum | cum
Danteshwari Maiya Shahkari Shakkar Karkhana Maryadit Balod(DMSSK) | DMSSK |  |  | cum.km | cum.km
Dantewada District Urban Public Service Society(DANTEWADAU) | DANTEWADAU |  |  | Days | DAY
Department of Home Guard and Civil Defence Chhattisgarh (HGCD) | HGCD |  |  | Degree | DEG
Department of Panchayat and Social Welfare (DPSW) | DPSW |  |  | DFLT | DFLT
Department of School Education (DSE) | DSE |  |  | DHQ | DHQ
Department of Technical Education (DTE) | DTE |  |  | DHQ-BHQ | DHQ-BHQ
Department of Women and Child Development(WCD) | WCD |  |  | Decimeter | DM
Dhamtari Jila Urban Public Service Society(DJUPSS) | DJUPSS |  |  | Drum | DR
Directorate Financial Management and Information System(DFMAIS) | DFMAIS |  |  | DRUM | DRUM
Directorate Horticulture and Farm Forestry, Chhattisgarh(DHF) | DHF |  |  | Dozen | DZ
Directorate of Printing and Stationery(DOPAS) | DOPAS |  |  | EACH | EA
Directorate of Aviation(DoA) | DoA |  |  | each | each
Directorate of CG Food And Civil Supplies and Consumer Protection(DSCSC) | DSCSC |  |  | EACH | EACH
Directorate of Culture and Archaeology Chhattisgarh(DOCAAC) | DOCAAC |  |  | each additional floor | each additional floor
Directorate of Fisheries (DF) | DF |  |  | Each Courty | Each Court
Directorate of Higher Education Chhattisgarh(DOHEC) | DOHEC |  |  | each cut | each cut
Directorate of Industries(DOI) | DOI |  |  | EACH FRAME | EACH FRAME
Directorate of Institutional Finance(DIF) | DIF |  |  | Each rol | Each rol
Directorate of Local Fund Audit(DOLFA) | DOLFA |  |  | each test | each test
Directorate of Social Welfare Chhattisgarh(DSWC) | DSWC |  |  | each tree guard | each tree guard
Directorate of Sports and Youth Welfare(DSYW) | DSYW |  |  | each tree guard | each tree guard
Directorate of Treasury Accounts &amp; Pension, Chhattisgarh(DTAPC) | DTAPC |  |  | Each box | EB
Directorate of Tribal and Schedule Caste Development(DTSCD) | DTSCD |  |  | Enzyme Units / Milliliter | EML
Directorate of Tribal Research and Training Institute(DOTRATI) | DOTRATI |  |  | Each TAPE | ET
Directorate of Veterinary Services Chhattisgarh(DVSC) | DVSC |  |  | Enzyme Units | EU
DISTRICT POLICE KORBA(DPK) | DPK |  |  | For each (Unit) Quantity | For each (Unit) Quantity
Durg District Urban Public Service Society(DDUPSS) | DDUPSS |  |  | For each PPE KIT | For each PPE KIT
Durg-Bhilai Urban Public Service Society (DBUPSS) | DBUPSS |  |  | For each Test KIT | For each Test KIT
Food and Drug Administration (FDA) | FDA |  |  | For each VTM Kit | For each VTM Kit
Forest Department(FD) | FD |  |  | Fluid Ounce US | FOZ
Gariaband District Urban Public Service Society(GDUPSS) | GDUPSS |  |  | Feet | FT
Gaurella Pendra Marwahi District Urban Public Service Society(GPMDUPSS) | GPMDUPSS |  |  | Square foot | FT2
Health Department (HD) | HD |  |  | Cubic Foot | FT3
IIIT Naya Raipur(IIITNR) | IIITNR |  |  | Gigajoule | FY
Indira Gandhi Krishi Vishwavidyalaya (IGKV) | IGKV |  |  | Gram | G
Inspector General of Registration and Superintendent of Stamps(IGRS) | IGRS |  |  | gram act.ingrd /liter | G/L
Janjgir Champa District Urban Public Service Society(JCDUPSS) | JCDUPSS |  |  | US gallon | GAL
Jashpur District Urban Public Service Society(JASDUPSS) | JASDUPSS |  |  | Gram Gold | GAU
Jila Nirman Samiti Jagdalpur(JNSJ) | JNSJ |  |  | Gram act.ingrd. | GI
Kanker District Urban Public Service Society(KANDUPSS) | KANDUPSS |  |  | Gram /liter | GLI
Kawardha District Urban Public Service Society(KAWDUPSS) | KAWDUPSS |  |  | Gram/Mol | GM
Kondagaon District Urban Public Service Society(KONUPSS) | KONUPSS |  |  | Gram/Kilogram | gm/kg
Korba District Urban Public Service Society(KJUPSS) | KJUPSS |  |  | Gram /square meter | GM2
Korba Urban Public Service Society (KRBAUPSS) | KRBAUPSS |  |  | Gram/Cubic meter | GM3
Korea District Urban Public Service Society(KDUPSS) | KDUPSS |  |  | Gigaohm | GOH
Koriya Urban Public Transport Society (KRYAUPTS) | KRYAUPTS |  |  | Gallons per mile (US) | GPM
Lauh Purush Sugar Plant, Pandariya(LSPSSKM) | LSPSSKM |  |  | Gross | GRO
Livestock Development Department(LDD) | LDD |  |  | Hour | H
Maa danteshwari Maize processing and marketing cooperative society ltd. Kondagaon(MDMPMCSL) | MDMPMCSL |  |  | Hectare | HA
Maa Mahamaya Shahkari Shakkar Karkhana Maryadit Ambikapur(MMSSKM) | MMSSKM |  |  | hectare | hectare
Mahasamund District Urban Public Service Society(MDUPSS) | MDUPSS |  |  | Hectoliter | HL
Mahatma Gandhi University of Horticulture and Forestry(MGUHF) | MGUHF |  |  | hour | hour
Mineral Resources Department -Mining (MRD) | MRD |  |  | Horse power | HP
Mungeli District Urban Public Service Society(MUDUPSS) | MUDUPSS |  |  | Hours | HR
Narayanpur District Urban Public Service Society(NDUPSS) | NDUPSS |  |  | Hours | Hrs
Nava Raipur Atal Nagar Smart City Corporation Limited(NRANSCCL) | NRANSCCL |  |  | hundred Pieces | hundred Pieces
Nava Raipur Atal Nagar Vikas Pradhikaran (NRANVP) | NRANVP |  |  | HALF YEARLY | HY
Office of Chief Electoral Officer, Chhattisgarh(OCEO) | OCEO |  |  | I/O Point | I/O Point
Panchayat and Rural Development (PARD) | PARD |  |  | INHALER | INH
Police Headquarter Chhattisgarh(PHQ) | PHQ |  |  | Indian Rupees | INR
Public Health Engineering Department (PHED) | PHED |  |  | JAR | JAR
Public Works Department (PWD) | PWD |  |  | Joule /kilogram | JKG
Raigarh District Urban Public Transport Society(RDUPTS) | RDUPTS |  |  | Joule /Mol | JMO
Raigarh Urban Public Service Society (RIGUPSS) | RIGUPSS |  |  | Job | Job
Raipur Collectorate (RC) | RC |  |  | joint | joint
Raipur Development Authority (RDA) | RDA |  |  | Kilogram act.ingrd | KAI
Raipur District Urban Public Service Society(RAIPURDUPS) | RAIPURDUPS |  |  | Kilogram /cubic decimeter | KD3
Raipur Smart City Limited(RSCL) | RSCL |  |  | kg | kg
Raipur Urban Public Transport Society (RUPTS) | RUPTS |  |  | Kgs | Kg
Rajnandgaon District Urban Public Service Society(RDUPSS) | RDUPSS |  |  | Kilogram | KG
Rajnandgaon Urban Public Service Society (RNDGUPSS) | RNDGUPSS |  |  | Kilogram/Mol | KGM
Rural Engineering Services (RES) | RES |  |  | Kilogram /Second | KGS
Samagra Shiksha Chhattisgarh (SSC) | SSC |  |  | Kilogram / cubic meter | KGV
Sarguja District Urban Public Service Society(SRDGUPSS) | SRDGUPSS |  |  | kg act.ingrd /kg | KIK
Sarguja Urban Public Service Society (SUPSS) | SUPSS |  |  | KILOWATT | KILOWATT
State Tax Chhattisgarh(STCG) | STCG |  |  | KIT | KIT
State Urban Development Agency (SUDA) | SUDA |  |  | Kilojoule/kilogram | KJK
Sukma District Urban Public Service Society(SUKDUPSS) | SUKDUPSS |  |  | Kilojoule/Mol | KJM
Surajpur District Urban Public Service Society(SRJDUPSS) | SRJDUPSS |  |  | Kilo Litre | KL
Swachh Bharat Mission (Gramin) Panchayat and Rural Development Department(SBMPARDD) | SBMPARDD |  |  | Km | Km
Tribal Welfare Development Department ( Balrampur-Ramanujganj)(TWDDBR) | TWDDBR |  |  | Kilometer | KM
Tribal Welfare Development Department (Balod- Collectorate)(TWDDBALOD) | TWDDBALOD |  |  | km. | km.
Tribal Welfare Development Department (Bilaspur)(TWDDBILASP) | TWDDBILASP |  |  | Square kilometer | KM2
Tribal Welfare Development Department (Dhamtari)(TWDDDT) | TWDDDT |  |  | Kilometer/hour | KMH
Tribal Welfare Development Department (Gariyaband)(TWDD) | TWDD |  |  | Kelvin/Minute | KMN
Tribal Welfare Development Department (Gaurella-Pendra-Marwahi-Collectorate)(TWDDGPM) | TWDDGPM |  |  | Kelvin /Second | KMS
Tribal Welfare Development Department (Jagdalpur- Collectorate)(TWDDJDP) | TWDDJDP |  |  | Kilonewton per square meter | KNM
Tribal Welfare Development Department (Kabeerdham Collectorate)(TWDDKC) | TWDDKC |  |  | Kilopascal | KPA
Tribal Welfare Development Department (Kanker)(TWDDKANKER) | TWDDKANKER |  |  | Kilotonne | KT
Tribal Welfare Development Department (Koriya)(TWDDKORIYA) | TWDDKORIYA |  |  | Kilovoltampere | KVA
Tribal welfare development Department (Mahasamund)(TWDDMSD) | TWDDMSD |  |  | KWH | KWH
Tribal Welfare Development Department (Mungeli-Collectorate)(TWDDMC) | TWDDMC |  |  | KILOWATT POWER | KWP
Tribal Welfare Development Department (Rajnandgaon Collectorate)(TWDDRJN) | TWDDRJN |  |  | kwp-dc | kwp-dc
Tribal Welfare Development Department (Surajpur Collectorate)(TWDDSC) | TWDDSC |  |  | US Pound | LB
Tribal Welfare Development Department Balodabaza Bhatapara(TWDDBB) | TWDDBB |  |  | lemgth | lemgth
Tribal Welfare Development Department Durg(TWDDD) | TWDDD |  |  | length | length
Tribal Welfare Development Department Raigarh(TWDDRG) | TWDDRG |  |  | Liter per 100 km | LHK
Tribal Welfare Development Department, Jashpur(TWDDJSP) | TWDDJSP |  |  | litre | litre
Tribal Welfare Development Department(Ambikapur-Collectorate)(TWDDABK) | TWDDABK |  |  | Liter /Minute | LMI
Tribal Welfare Development Department(Bemetara Collectorate)(TWDDBC) | TWDDBC |  |  | Liter /Molsecond | LMS
Tribal Welfare Development Department(Korba-Collectorate)(TWDDKORBA) | TWDDKORBA |  |  | LOT | LOT
Tribal Welfare Development Department(Raipur-Collectorate)(TWDDRC) | TWDDRC |  |  | Liter Per hour | LPH
Tribal Welfare DevelopmentDepartment(Janjgir-Champa-Collectorate)(TWDDJCC) | TWDDJCC |  |  | Lumpsum | LS
Urban Administration and Development Department (UADD) | UADD |  |  | LITRE | LT
Water Resources Department (WRD) | WRD |  |  | lumpsump | lumpsump
Zila Panchayat Raipur(ZPR) | ZPR |  |  | Meter | M
|  |  |  | 1/square meter | M-2
|  |  |  | Mol per cubic meter | M:M
|  |  |  | Megawatt hours | M..
|  |  |  | M.T. | M.T.
|  |  |  | Meter /Hour | M/H
|  |  |  | Mol per liter | M/L
|  |  |  | Meter /second | M/S
|  |  |  | Square meter | M2
|  |  |  | Square meter/Coat | M2C
|  |  |  | Square meter/second | M2S
|  |  |  | Cubic meter | M3
|  |  |  | Cubic meter /Hour | M3H
|  |  |  | Cubic meter/second | M3S
|  |  |  | Man days | Man days
|  |  |  | Man-Month | Man-Month
|  |  |  | Manmonth | Manmonth
|  |  |  | Mbps | Mb
|  |  |  | Megajoule | MEJ
|  |  |  | meter | meter
|  |  |  | metre | metre
|  |  |  | Milligram | MG
|  |  |  | Milligram/liter | MGL
|  |  |  | Megohm | MGO
|  |  |  | Milligram /cubic meter | MGQ
|  |  |  | Megavolt | MHV
|  |  |  | Mile | MI
|  |  |  | Square mile | MI2
|  |  |  | Minute | MIN
|  |  |  | Microsecond | MIS
|  |  |  | Milliliter | ML
|  |  |  | ML/GM/KG | ML/GM/KG
|  |  |  | Milliliter/ Liter | ml/l
|  |  |  | Milliliter act.ingr. | MLI
|  |  |  | Millimeter | MM
|  |  |  | Square millimeter | MM2
|  |  |  | Cubic millimeter | MM3
|  |  |  | Meganewton | MN
|  |  |  | Millinewton/meter | MNM
|  |  |  | Months | MON
|  |  |  | Miles per gallon (UG) | MPG
|  |  |  | Millimol per liter | MPL
|  |  |  | Millipascal seconds | MPS
|  |  |  | Millisecond | MS
|  |  |  | Meter/second squared | MS2
|  |  |  | Microsiemens per centimeter | MSC
|  |  |  | METRIC TON | MT
|  |  |  | MTR | MTR
|  |  |  | Nanoampere | NA
|  |  |  | Nanometer | NAM
|  |  |  | Number Days | ND
|  |  |  | Kilonewton | NI
|  |  |  | Newton/meter | NM
|  |  |  | Newton/Square millimeter | NMM
|  |  |  | Number | NO
|  |  |  | Nanosecond | NS
|  |  |  | one RCC jaali tree guard | one RCC jaali tree guard
|  |  |  | one RCC jaali tree guard | one RCC jaali tree guard
|  |  |  | Ounce | OZ
|  |  |  | Points | P
|  |  |  | P.cmt | P.cmt
|  |  |  | P.cumt. | P.cumt.
|  |  |  | P.KG / P.LTR | P.KG / P.LTR
|  |  |  | PER KG | P.KG.
|  |  |  | P.Kit | P.Kit
|  |  |  | P.Km. | P.Km.
|  |  |  | P.mtr | P.mtr
|  |  |  | P.Pair | P.Pair
|  |  |  | P.Point | P.Point
|  |  |  | Per Running Meter Per Box | P.R.M.P.BOX
|  |  |  | p.sq.mtr | p.sq.mtr
|  |  |  | P/sq.Mt. | P/sq.Mt.
|  |  |  | Pair | PAA
|  |  |  | Pack | PAC
|  |  |  | pack | pack
|  |  |  | Package | Package
|  |  |  | Pad | PAD
|  |  |  | page | page
|  |  |  | Pair | Pair
|  |  |  | Pallet | PAL
|  |  |  | part | part
|  |  |  | Pascal second | PAS
|  |  |  | Per Patient | Patient
|  |  |  | PER BRIDGE | PB
|  |  |  | Per Bed | PB1
|  |  |  | Per Bale Per KM | PBPK
|  |  |  | Piece | PC
|  |  |  | Megavoltampere | PCT
|  |  |  | per cm height per letter | per cm height per letter
|  |  |  | per cm height per letter | per cm height per letter
|  |  |  | per day | per day
|  |  |  | PER BAG | PER BAG
|  |  |  | Per bale | Per bale
|  |  |  | per bar | per bar
|  |  |  | PER CANDIDATE | PER CANDIDATE
|  |  |  | Per Candidate Per Exam | Per Candidate Per Exam
|  |  |  | per cubic centimeter | per cubic centimeter
|  |  |  | per day | per day
|  |  |  | Per Diem Rate | Per Diem Rate
|  |  |  | Per Doz | Per Doz
|  |  |  | per HP | per HP
|  |  |  | PER HUNDRED PIECES | PER HUNDRED PIECES
|  |  |  | Per Kg | Per Kg
|  |  |  | Per Km. | Per Km.
|  |  |  | PER KILOWATT | PER KW
|  |  |  | per letter | per letter
|  |  |  | Per Ltr | Per Ltr
|  |  |  | per month | per month
|  |  |  | Per MT | Per MT
|  |  |  | Per mtr | Per mtr
|  |  |  | Per packet | PER PACKET
|  |  |  | per page | per page
|  |  |  | PER PAGE | PER PAGE
|  |  |  | Per person | PER PERSON
|  |  |  | Per person per day | Per person per day
|  |  |  | PER PERSON PER DAY | PER PERSON PER DAY
|  |  |  | Per piece | PER PIECE
|  |  |  | Per Plants | Per Plants
|  |  |  | PER POLE | PER POLE
|  |  |  | per pouch | per pouch
|  |  |  | per quintal | per quintal
|  |  |  | Per running feet | PER RUNNING FEET
|  |  |  | Per Set | Per Set
|  |  |  | PER SHEET | PER SHEET
|  |  |  | Per Sqr Km | Per Sqr Km
|  |  |  | Per square km | Per square km
|  |  |  | PER STICKER | PER STICKER
|  |  |  | Per Tanker | Per Tanker
|  |  |  | per test | per test
|  |  |  | Per thousand | PER THOUSAND
|  |  |  | per tonne | per tonne
|  |  |  | per tonne capacity | per tonne capacity
|  |  |  | per trip | per trip
|  |  |  | Per unit | PER UNIT
|  |  |  | per.mtr | per.mtr
|  |  |  | UNP1 | Percentage of Project Cost
|  |  |  | PER SQUARE FEET | PERSQF
|  |  |  | PER BOREHOLE | PH
|  |  |  | 1/minute | PMI
|  |  |  | Per Machine Per Session | PMPS
|  |  |  | Pikofarad | PO
|  |  |  | Point | Point
|  |  |  | Per Piece 500 ml bottle | PP500ML
|  |  |  | Parts per billion | PPB
|  |  |  | Parts per million | PPM
|  |  |  | PER POINT | PPNT
|  |  |  | Per Pack Price | PPP
|  |  |  | Per Person Per Month | PPPM
|  |  |  | Per Person Per Month Per Shift | PPPMPS
|  |  |  | Per Patient | PPT
|  |  |  | Per Roll | PR
|  |  |  | Per Rig | PRG
|  |  |  | Print | Print
|  |  |  | PER UNIT PER MONTH | PRPM
|  |  |  | Number of persons | PRS
|  |  |  | Picosecond | PS
|  |  |  | Pound Per Sq inch | PSI
|  |  |  | COST PER SITE LOCATION/ PER DIGITAL MAP | PSLPDM
|  |  |  | Per Square Feet Per Month | PSQPM
|  |  |  | Pint, US liquid | PT
|  |  |  | Per Ton Per KM | PTPK
|  |  |  | Per Unit Per Month | PUPM
|  |  |  | PER UNIT PER YEAR | PUPYR
|  |  |  | Kilomol | QML
|  |  |  | QUINTAL | QNTL
|  |  |  | Quart, US liquid | QT
|  |  |  | QUARTER | qtr
|  |  |  | quintal | quintal
|  |  |  | Nanofarad | R-U
|  |  |  | R.M. | R.M.
|  |  |  | Millifarad | RF
|  |  |  | Gramm/cubic centimeter | RHO
|  |  |  | Rim | RIM
|  |  |  | Ream | RM
|  |  |  | Running Meter | Rmt
|  |  |  | RUNNING METRE | RMT
|  |  |  | Role | ROL
|  |  |  | Roll | Roll
|  |  |  | Roll | Roll_UD
|  |  |  | Rate Per Bale | RPB
|  |  |  | Set | Set
|  |  |  | SET | SET
|  |  |  | SHEET | SHEET
|  |  |  | SHQ | SHQ
|  |  |  | Square feet | Sq.Ft
|  |  |  | Sq.mtr | Sq.mtr
|  |  |  | Square Meter | sqm
|  |  |  | SEAT | ST
|  |  |  | SYRUP | SYP
|  |  |  | TCS | TCS
|  |  |  | Thousand Hours | THR
|  |  |  | Tin | Tin
|  |  |  | Tonnes | TO
|  |  |  | Ton/Cubic meter | TOM
|  |  |  | US Ton | TON
|  |  |  | Tone | Tone
|  |  |  | Tonne | Tonne
|  |  |  | Thousand | TS
|  |  |  | TUBE | TUB
|  |  |  | Tube | Tube
|  |  |  | For each Test KIT | UN1
|  |  |  | Rate Per 1000 Pcs | UN1000
|  |  |  | For each PPE KIT | UN2
|  |  |  | For each (Unit) Quantity | UN3
|  |  |  | For each VTM Kit | UN4
|  |  |  | FOR EACH TEST | UN5
|  |  |  | For Each Kit | UN8
|  |  |  | UNIT | UNIT
|  |  |  | UNIT | UNIT1
|  |  |  | Percentage of Project Cost | UNP
|  |  |  | for each Vehicle | UNV
|  |  |  | USERS | USERS
|  |  |  | Voltampere | VA
|  |  |  | Vo mat. | VAL
|  |  |  | VIAL | VIA
|  |  |  | weeks | WK
|  |  |  | DEFAULT UNIT DESCRIPTION | XXX
|  |  |  | Yard | YD
|  |  |  | Square Yard | YD2
|  |  |  | Cubic yard | YD3
|  |  |  | Year | Year
|  |  |  | Years | YR
|  |  |  | Microampere | µA
|  |  |  | Microfarad | µF
|  |  |  | Microgram /liter | µGL
|  |  |  | Microgram /cubic meter | µGQ
|  |  |  | Microliter | µL
|  |  |  | Micrometer | µM